## BOCHEM
MARCA | REFERENCIA | DESCRIPCIÓN | PV AM
BOCHEM | 10 | 90° Single socket tee for 2 tubes, malleable cast iron, d=26,9mm | 88.4043 | Catálogo web
BOCHEM | 15 | 90° ellbow tube connector for 2 tubes, malleable cast iron, d=26,9mm | 101.8242 | Catálogo web
BOCHEM | 16 | 90° clamp on tee for 2 tubes, 1 side open, malleable cast iron, d=26,9mm | 142.8165 | Catálogo web
BOCHEM | 21 | 90° side outlet tee for 3 tubes, malleable cast iron, d=26,9mm | 102.0573 | Catálogo web
BOCHEM | 25 | 90° three socket tee for 3 tubes, malleable cast iron, d=26,9mm | 118.2744 | Catálogo web
BOCHEM | 26 | Two socket cross f. 3 tubes, malleable cast iron, d=26,9mm | 108.0513 | Catálogo web
BOCHEM | 35 | Three socket cross f. 4 tubes, malleable cast iron, d=26,9mm | 114.8945 | Catálogo web
BOCHEM | 40 | Four socket cross for 5 tubes, malleable cast iron, d=26,9mm | 158.5341 | Catálogo web
BOCHEM | 45 | Crossover for 2 tubes, malleable cast iron, d=26,9mm | 92.0673 | Catálogo web
BOCHEM | 61 | Flange, wall connection for 1 tube, malleable cast iron, d=26,9mm | 92.367 | Catálogo web
BOCHEM | 97 | Screw, steel | 45.7969 | Catálogo web
BOCHEM | 98 | Screw set, steel | 45.7969 | Catálogo web
BOCHEM | 99 | Hex key, steel | 53.5892 | Catálogo web
BOCHEM | 100 | Guide roll D100 lockable, zincked rim, ball bearing | 182.978 | Catálogo web
BOCHEM | 101 | Guide roll D100, zincked rim, ball bearing | 169.1751 | Catálogo web
BOCHEM | 110 | Fitting for DIN support material d=26,9/12-13mm, cast iron/steel. Combines 26,9mm tubes with 12/13mm DIN rods. Consists in fitting (steel), tube connector M50 (cast iron), screw nut and grommet. | 79.5132 | Catálogo web
BOCHEM | 111 | Fitting for DIN support material d=26,9/12-13mm, cast iron/steel. Combines 26,9mm tubes with 12/13mm DIN rods. Consists in fitting (steel) and connecting workpiece (steel). Tube connector 26, rod and stainless steel tube are shown for demonstration reasons, they do not belong to the fitting 111. | 107.069 | Catálogo web
BOCHEM | 112 | Tube connector joints, cast iron, d=26,9mm, 1 x F50, 1 x M50, 1 x 98. Connects 26,9 mm tubes. | 139.2368 | Catálogo web
BOCHEM | 500 | Tube stainless steel d=26,9mm, wall 2,6mm, grinded surface, Please indicate length (500-0000mm) | 130.4289 | Catálogo web
BOCHEM | 501 | Plastic caps for tubes out of PE, d=26,9mm | 43.6325 | Catálogo web
BOCHEM | 550 | Mounting clip/Reducer 18/10 steel for tubes with equal diameter d=26,9mm | 256.3545 | Catálogo web
BOCHEM | 551 | Mounting clip/Reducer 18/10 steel for tubes with different diameter d=26,9/15mm | 251.4095 | Catálogo web
BOCHEM | 552 | Mounting clip/Reducer 18/10 steel for tubes with different diameter d=26,9/13mm | 251.4095 | Catálogo web
BOCHEM | 553 | Mounting clip/Reducer 18/10 steel for tubes with different diameter d=26,9/12mm | 251.4095 | Catálogo web
BOCHEM | 554 | Mounting clip/Reducer 18/10 steel for tubes with different diameter d=26,9/12mm | 237.1237 | Catálogo web
BOCHEM | 580 | Shaft 18/10 steel f. Support clips, L=150mm, d=15mm | 97.8282 | Catálogo web
BOCHEM | 581 | Shaft 18/10 steel f. Support clips, L=250mm, d=15mm | 103.6557 | Catálogo web
BOCHEM | 582 | Shaft 18/10 steel f. Support clips, L=300mm, d=15mm | 108.734 | Catálogo web
BOCHEM | 583 | Shaft 18/10 steel f. Support clips, L=350mm, d=15mm | 114.2451 | Catálogo web
BOCHEM | 584 | Shaft 18/10 steel f. Support clips, L=400mm, d=15mm | 119.057 | Catálogo web
BOCHEM | 590 | Supporting clip 18/10 Steel, d=25-28, coated with ceramic inside for tubes and cylindrical vessels, with fitting, please order shaft separately (Shaft M10) | 146.03 | Catálogo web
BOCHEM | 591 | Supporting clip 18/10 Steel, d=31-35, coated with ceramic inside for tubes and cylindrical vessels, with fitting, please order shaft separately (Shaft M10) | 146.9124 | Catálogo web
BOCHEM | 592 | Supporting clip 18/10 Steel, d=40-44, coated with ceramic inside for tubes and cylindrical vessels, with fitting, please order shaft separately (Shaft M10) | 149.7262 | Catálogo web
BOCHEM | 593 | Supporting clip 18/10 Steel, d=54-58, coated with ceramic inside for tubes and cylindrical vessels, with fitting, please order shaft separately (Shaft M10) | 164.0786 | Catálogo web
BOCHEM | 594 | Supporting clip 18/10 Steel, d=58-61, coated with ceramic inside for tubes and cylindrical vessels, with fitting, please order shaft separately (Shaft M10) | 164.0786 | Catálogo web
BOCHEM | 595 | Supporting clip 18/10 Steel, d=73-78, coated with ceramic inside for tubes and cylindrical vessels, with fitting, please order shaft separately (Shaft M10) | 165.6286 | Catálogo web
BOCHEM | 596 | Supporting clip 18/10 Steel, d=85-90, coated with ceramic inside for tubes and cylindrical vessels, with fitting, please order shaft separately (Shaft M10) | 192.4518 | Catálogo web
BOCHEM | 597 | Supporting clip 18/10 Steel, d=100-104, coated with ceramic inside for tubes and cylindrical vessels, with fitting, please order shaft separately (Shaft M10) | 214.4464 | Catálogo web
BOCHEM | 598 | Supporting clip 18/10 Steel, d=108-115, coated with ceramic inside for tubes and cylindrical vessels, with fitting, please order shaft separately (Shaft M10) | 218.8753 | Catálogo web
BOCHEM | 599 | Supporting clip 18/10 Steel, d=125-130, coated with ceramic inside for tubes and cylindrical vessels, with fitting, please order shaft separately (Shaft M10) | 226.0848 | Catálogo web
BOCHEM | 600 | Supporting clip 18/10 Steel, d=133-140, coated with ceramic inside for tubes and cylindrical vessels, with fitting, please order shaft separately (Shaft M10) | 233.2276 | Catálogo web
BOCHEM | 1000 | Forceps 18/10 steel, blunt, L=105mm | 48.7274 | Catálogo web
BOCHEM | 1001 | Forceps 18/10 steel, blunt, L=115mm | 49.127 | Catálogo web
BOCHEM | 1002 | Forceps 18/10 steel, blunt, L=130mm | 49.5599 | Catálogo web
BOCHEM | 1003 | Forceps 18/10 steel, blunt, L=145mm | 50.0927 | Catálogo web
BOCHEM | 1004 | Forceps 18/10 steel, blunt, L=160mm | 51.0084 | Catálogo web
BOCHEM | 1005 | Forceps 18/10 steel, blunt, L=200mm | 55.3374 | Catálogo web
BOCHEM | 1006 | Forceps 18/10 steel, blunt, L=250mm | 56.1366 | Catálogo web
BOCHEM | 1007 | Forceps 18/10 steel, blunt, L=300mm | 59.017 | Catálogo web
BOCHEM | 1010 | Forceps 18/10 steel, sharp, L=105mm | 49.4433 | Catálogo web
BOCHEM | 1011 | Forceps 18/10 steel, sharp, L=115mm | 49.8263 | Catálogo web
BOCHEM | 1012 | Forceps 18/10 steel, sharp, L=130mm | 50.0927 | Catálogo web
BOCHEM | 1013 | Forceps 18/10 steel, sharp, L=145mm | 50.742 | Catálogo web
BOCHEM | 1014 | Forceps 18/10 steel, sharp, L=160mm | 52.3571 | Catálogo web
BOCHEM | 1015 | Forceps 18/10 steel, sharp, L=200mm | 55.9868 | Catálogo web
BOCHEM | 1019 | Forceps 18/10 steel, sharp-bent, L=105mm | 50.2758 | Catálogo web
BOCHEM | 1020 | Forceps 18/10 steel, sharp-bent, L=115mm | 50.3924 | Catálogo web
BOCHEM | 1021 | Forceps 18/10 steel, sharp-bent, L=130mm | 50.742 | Catálogo web
BOCHEM | 1022 | Forceps 18/10 steel, sharp-bent, L=145mm | 51.0417 | Catálogo web
BOCHEM | 1023 | Forceps 18/10 steel, sharp-bent, L=160mm | 52.7067 | Catálogo web
BOCHEM | 1024 | Forceps 18/10 steel, sharp-bent, L=200mm | 55.9868 | Catálogo web
BOCHEM | 1130 | Forceps with guide-pin, stainless steel, sharp, L=105mm | 51.358 | Catálogo web
BOCHEM | 1131 | Forceps with guide pin, stainless steel, sharp, L=115mm | 51.5579 | Catálogo web
BOCHEM | 1132 | Forceps with guide-pin, stainless steel, sharp, L=130mm | 52.2904 | Catálogo web
BOCHEM | 1133 | Forceps with guide-pin, stainless steel, sharp, L=145mm | 52.8399 | Catálogo web
BOCHEM | 1140 | Forceps with guide pin, stainless steel, sharp-bent, L=105mm | 52.4569 | Catálogo web
BOCHEM | 1141 | Forceps with guide pin, stainless steel, sharp-bent, L=115mm | 52.6068 | Catálogo web
BOCHEM | 1142 | Forceps with guide pin, stainless steel, sharp-bent, L=130mm | 52.8399 | Catálogo web
BOCHEM | 1143 | Forceps with guide pin, stainless steel, sharp-bent, L=145mm | 55.3041 | Catálogo web
BOCHEM | 1150 | Forceps tissue 1:2, stainless steel, L=115mm | 49.5599 | Catálogo web
BOCHEM | 1151 | Forceps tissue 1:2, stainless steel, L=130mm | 49.8263 | Catálogo web
BOCHEM | 1152 | Forceps tissue 1:2 , stainless steel, L=145mm | 50.3757 | Catálogo web
BOCHEM | 1153 | Forceps tissue 1:2, stainless steel, L=160mm | 50.8252 | Catálogo web
BOCHEM | 1600 | Precision forceps 18/10 steel, extra sharp, L=120mm, points without ridges | 55.2042 | Catálogo web
BOCHEM | 1601 | Precision forceps 18/10 steel, extra sharp, L=130mm, points without ridges | 55.3541 | Catálogo web
BOCHEM | 1610 | Precision forceps 18/10 steel, extra sharp, points without ridges, L=105mm | 55.1043 | Catálogo web
BOCHEM | 1611 | Precision forceps 18/10 steel, extra sharp, points without ridges, L=150mm | 61.6478 | Catálogo web
BOCHEM | 1620 | Precision forceps 18/10 steel, extra sharp, bent, points without ridges, L=105mm | 56.5695 | Catálogo web
BOCHEM | 1640 | Precision forceps 18/10 steel extra sharp, points without ridges, selftensing, L=120mm | 57.3354 | Catálogo web
BOCHEM | 1641 | Precision forceps 18/10 steel extra sharp, bent, points without ridges, selftensing, L=120mm | 57.3354 | Catálogo web
BOCHEM | 1645 | Forceps 18/10 steel for filter paper, L=125mm, points W=12mm | 57.3354 | Catálogo web
BOCHEM | 1700 | Tool forceps stainless steel, sharp-bent, L=160mm, with plastic handle, selftensing | 57.9847 | Catálogo web
BOCHEM | 1722 | Forceps for cover glass, 18/10 steel, bent, L=105mm, points W=6mm | 52.1739 | Catálogo web
BOCHEM | 1727 | Forceps for cover glass, 18/10 steel, L=105mm, points W=6mm | 53.9055 | Catálogo web
BOCHEM | 1730 | Forceps, selftensing, stainless steel, L=105mm, points W=6mm, | 56.0201 | Catálogo web
BOCHEM | 1740 | Weighing forceps 18/10 steel, with plastic points, L=90mm | 58.8839 | Catálogo web
BOCHEM | 1800 | Forceps, stainless steel 18/10, PTFE-Coating, blunt, L=115mm | 91.318 | Catálogo web
BOCHEM | 1801 | Forceps PTFE-Coating, blunt, L=130mm | 91.318 | Catálogo web
BOCHEM | 1802 | Forceps PTFE-Coating, blunt, L=145mm | 92.6667 | Catálogo web
BOCHEM | 1810 | Forceps with guide pin, PTFE-Coating, sharp, L=115mm | 91.318 | Catálogo web
BOCHEM | 1811 | Forceps with guide pin, PTFE-Coating, sharp, L=130mm | 91.318 | Catálogo web
BOCHEM | 1812 | Forceps with guide pin, PTFE-Coating, sharp, L=145mm | 92.6667 | Catálogo web
BOCHEM | 1820 | Forceps with guide pin, PTFE-Coating, sharp-bent, L=115mm | 92.1839 | Catálogo web
BOCHEM | 1821 | Forceps with guide pin, PTFE-Coating, sharp-bent, L=130mm | 92.1839 | Catálogo web
BOCHEM | 1822 | Forceps with guide pin, PTFE-Coating, sharp bent, L=145mm | 93.6324 | Catálogo web
BOCHEM | 1830 | Forceps for cover glass, PTFE Coated, L=105mm, points B=6mm | 91.3014 | Catálogo web
BOCHEM | 1840 | Forceps polypropylene, L=130mm | 43.9322 | Catálogo web
BOCHEM | 1860 | Precision forceps PTFE-Coating, extra sharp, L=120mm, points without ridges | 92.6667 | Catálogo web
BOCHEM | 1861 | Precision forceps PTFE-Coating, extra sharp, L=130mm, points without ridges | 92.6667 | Catálogo web
BOCHEM | 1865 | Precision forceps PTFE-Coating, extra sharp, points without ridges, L=105mm | 92.6667 | Catálogo web
BOCHEM | 1867 | Precision forceps PTFE-Coating, sharp-bent, points without ridges, L=105mm | 92.6667 | Catálogo web
BOCHEM | 1900 | Forceps, titanium, blunt, L=115mm | 159.3 | Catálogo web
BOCHEM | 1910 | Forceps, titanium, sharp, L=115mm | 132.1938 | Catálogo web
BOCHEM | 1930 | Precision forceps Titan, extra sharp, points without ridges, L=105mm | 132.1938 | Catálogo web
BOCHEM | 1940 | Precision forceps Titan, extra sharp, points without ridges, L=105mm | 132.1938 | Catálogo web
BOCHEM | 1950 | Precision forceps Titan, extra sharp, L=130mm, points without ridges | 132.1938 | Catálogo web
BOCHEM | 1960 | Precision forceps ''De Bakey'', titanium, L=160mm | 236.2746 | Catálogo web
BOCHEM | 2099 | Crucible tong 18/10 steel, electrolytical polished, L=160mm, with ridges | 54.3717 | Catálogo web
BOCHEM | 2100 | Crucible tong 18/10 steel, electrolytical polished, L=200mm, with ridges | 57.5851 | Catálogo web
BOCHEM | 2101 | Crucible tong 18/10 steel, electrolytical polished, L=220mm, with ridges | 58.2512 | Catálogo web
BOCHEM | 2102 | Crucible tong 18/10 steel, electrolytical polished, L=250mm, with ridges | 59.733 | Catálogo web
BOCHEM | 2103 | Crucible tong 18/10 steel, electrolytical polished, L=300mm, with ridges | 61.2315 | Catálogo web
BOCHEM | 2104 | Crucible tong 18/10 steel, electrolytical polished, L=400mm, with ridges | 74.3184 | Catálogo web
BOCHEM | 2105 | Crucible tong 18/10 steel, electrolytical polished, L=500mm, with ridges | 88.0713 | Catálogo web
BOCHEM | 2106 | Crucible tong 18/10 steel, electrolytical polished, L=600mm, with ridges | 96.8958 | Catálogo web
BOCHEM | 2130 | Crucible tong 18/10 steel, L=200mm, with ridges | 56.6361 | Catálogo web
BOCHEM | 2131 | Crucible tong 18/10 steel, L=220mm, with ridges | 57.3021 | Catálogo web
BOCHEM | 2132 | Crucible tong 18/10 steel, L=250mm, with ridges | 58.7174 | Catálogo web
BOCHEM | 2133 | Crucible tong 18/10 steel, L=300mm, with ridges | 62.5302 | Catálogo web
BOCHEM | 2140 | Crucible tong 18/10 steel, electrolytical polished, rugged type, L=200mm | 63.1962 | Catálogo web
BOCHEM | 2141 | Crucible tong 18/10 steel, electrolytical polished, rugged type, L=220mm | 66.7094 | Catálogo web
BOCHEM | 2142 | Crucible tong 18/10 steel, electrolytical polished, rugged type, L=250mm | 70.6887 | Catálogo web
BOCHEM | 2143 | Crucible tong 18/10 steel, electrolytical polished, rugged type, L=300mm | 72.3537 | Catálogo web
BOCHEM | 2144 | Crucible tong 18/10 steel, electrolytical polished, rugged type, L=400mm | 87.7216 | Catálogo web
BOCHEM | 2145 | Crucible tong 18/10 steel, electrolytical polished, rugged type, L=500mm | 95.2807 | Catálogo web
BOCHEM | 2146 | Crucible tong 18/10 steel, electrolytical polished, rugged type, L=600mm | 107.6683 | Catálogo web
BOCHEM | 2160 | Crucible tong 18/10 steel, with plastic handle, max. 145°C, L=200mm | 57.785 | Catálogo web
BOCHEM | 2161 | Crucible tong 18/10 steel, with plastic handle, max. 145°C, L=220mm | 59.4666 | Catálogo web
BOCHEM | 2162 | Crucible tong 18/10 steel, with plastic handle, max. 145°C, L=250mm | 62.5302 | Catálogo web
BOCHEM | 2163 | Crucible tong 18/10 steel, with plastic handle, max. 145°C, L=300mm | 64.4949 | Catálogo web
BOCHEM | 2179 | Flask tong 18/10 steel, electrolytical polished, L=250, D=20mm, Points Polyamid coated | 70.4556 | Catálogo web
BOCHEM | 2180 | Flask tong 18/10 steel, electrolytical polished, L=250, D=30mm, points polyamid coated | 70.4723 | Catálogo web
BOCHEM | 2181 | Flask tong 18/10 steel, electrolytical polished, L=250, D=40mm, points polyamid coated | 70.4723 | Catálogo web
BOCHEM | 2182 | Flask tong 18/10 steel, electrolytical polished, L=250, D=50mm, points polyamid coated | 70.4723 | Catálogo web
BOCHEM | 2183 | Flask tong 18/10 steel, electrolytical polished, L=250, D=60mm, points polyamid coated | 70.4723 | Catálogo web
BOCHEM | 2190 | Beaker tong 18/10 steel, electrolytical polished, L=250mm, D=55-100mm, covered with silicone tube | 70.6887 | Catálogo web
BOCHEM | 2200 | Beaker tong 18/10 steel, electrolytical polished, L=250mm, D=25-100mm, covered with silicone tube | 74.5848 | Catálogo web
BOCHEM | 2210 | Tong for dishes 18/10 steel, electrolytical polished, L=250mm,D=75-150mm, for dishes with flat bottom | 74.5848 | Catálogo web
BOCHEM | 2220 | Beaker tong 18/10 steel, electrolytical polished, L=330, D=60-150mm, tips insulated with ceramic | 74.5848 | Catálogo web
BOCHEM | 2240 | Tong for assays, 18/10 steel, electrolytical polished, L=220mm | 76.0001 | Catálogo web
BOCHEM | 2250 | Flask tong, 18/10 steel, electrolytical polished, L=230mm, D=15-60mm, points polyamid coated | 75.384 | Catálogo web
BOCHEM | 2262 | Sterilizing tong 18/10, electrolytical polished, L=280mm | 60.7486 | Catálogo web
BOCHEM | 2280 | Tong for dishes 18/10 steel, electrolytical polished, L=250mm, D=100-250mm, for dishes with round bottom | 75.384 | Catálogo web
BOCHEM | 2281 | Test tube holder nickel plated, L=130mm, for tubes/glass with D=10-25mm | 49.4433 | Catálogo web
BOCHEM | 2282 | Test tube holder 18/10 steel, L=150mm, for tubes/glass with D=10-25mm | 57.8849 | Catálogo web
BOCHEM | 2283 | Test tube holder 18/10 steel, L=250mm, for tubes/glass with D=10-25mm | 59.2668 | Catálogo web
BOCHEM | 2291 | Tube clamp, stainless steel magnetic, L=140mm, selftension | 59.9661 | Catálogo web
BOCHEM | 2292 | Tube clamp, stainless steel magnetic, L=160mm, selftension | 61.9641 | Catálogo web
BOCHEM | 2293 | Tube clamp, stainless steel magnetic, L=180mm, selftension | 64.4949 | Catálogo web
BOCHEM | 2300 | Unifix Beaker tong, points silicone coated, L=300mm, D=50-100mm | 471.3726 | Catálogo web
BOCHEM | 2400 | Crucible tong with ridges, PTFE-Coating, L=200mm | 94.2651 | Catálogo web
BOCHEM | 2401 | Crucible tong with ridges, PTFE-Coating, L=250mm | 94.2651 | Catálogo web
BOCHEM | 2900 | Tube clamp, titanium, L=140mm | 190.8201 | Catálogo web
BOCHEM | 2910 | Crucible tong with ridges, titanium, L=220mm | 224.3699 | Catálogo web
BOCHEM | 3010 | Micro spatula double 18/10 steel, LxW=100x2mm | 45.7969 | Catálogo web
BOCHEM | 3011 | Micro spatula double 18/10 steel, LxW=130x2mm | 46.2465 | Catálogo web
BOCHEM | 3012 | Micro spatula double 18/10 steel, LxW=150x2mm | 46.4796 | Catálogo web
BOCHEM | 3013 | Micro spatula double 18/10 steel, LxW=100x3mm | 45.7969 | Catálogo web
BOCHEM | 3014 | Micro spatula double 18/10 steel, LxW=130x3mm | 46.2465 | Catálogo web
BOCHEM | 3015 | Micro spatula double 18/10 steel, LxW=150x3mm | 46.4796 | Catálogo web
BOCHEM | 3016 | Micro spatula double 18/10 steel, LxW=100x4mm | 45.7969 | Catálogo web
BOCHEM | 3017 | Micro spatula double 18/10 steel, LxW=130x4mm | 46.2465 | Catálogo web
BOCHEM | 3018 | Micro spatula double 18/10 steel, LxW=150x4mm | 46.463 | Catálogo web
BOCHEM | 3019 | Micro spatula double 18/10 steel, LxW=185x4mm | 46.5795 | Catálogo web
BOCHEM | 3020 | Micro spatula double 18/10 steel, LxW=100x5mm | 45.7969 | Catálogo web
BOCHEM | 3021 | Micro spatula double 18/10 steel, LxW=130x5mm | 46.2465 | Catálogo web
BOCHEM | 3022 | Micro spatula double 18/10 steel, LxW=150x5mm | 46.4796 | Catálogo web
BOCHEM | 3023 | Micro spatula double 18/10 steel, LxW=185x5mm | 46.7127 | Catálogo web
BOCHEM | 3024 | Micro spatula double 18/10 steel, LxW=210x5mm | 46.8459 | Catálogo web
BOCHEM | 3025 | Micro spatula double 18/10 steel, LxW=150x6mm | 46.4796 | Catálogo web
BOCHEM | 3026 | Micro spatula double 18/10 steel, LxW=185x6mm | 46.5795 | Catálogo web
BOCHEM | 3027 | Micro spatula double 18/10 steel, LxW=210x6mm | 46.8459 | Catálogo web
BOCHEM | 3028 | Micro spatula double 18/10 steel, LxW=150x9mm | 46.4796 | Catálogo web
BOCHEM | 3029 | Micro spatula double 18/10 steel, LxW=185x9mm | 46.6794 | Catálogo web
BOCHEM | 3030 | Micro spatula double 18/10 steel, LxW=210x9mm | 46.8459 | Catálogo web
BOCHEM | 3046 | Micro spatula double, pure nickel, LxW=100x8mm | 105.2041 | Catálogo web
BOCHEM | 3047 | Micro spatula double, pure nickel, LxW=130x8mm | 101.4079 | Catálogo web
BOCHEM | 3053 | Micro spatula double, pure nickel, LxW=150x8mm | 103.023 | Catálogo web
BOCHEM | 3057 | Micro spatula double, pure nickel, LxW=200x8mm | 109.2834 | Catálogo web
BOCHEM | 3070 | Cement spatula, stainless steel, L=150mm | 51.0417 | Catálogo web
BOCHEM | 3071 | Cement spatula, stainless steel, 1 side tappered, L=150mm | 51.0417 | Catálogo web
BOCHEM | 3072 | Cement spatula, stainless steel, 1 side tappered, 1 side straight, L=150mm | 51.0417 | Catálogo web
BOCHEM | 3100 | Double spatula 18/10 steel, LxW=130x9mm | 46.0301 | Catálogo web
BOCHEM | 3101 | Double spatula 18/10 steel, LxW=150x9mm | 46.4796 | Catálogo web
BOCHEM | 3102 | Double spatula 18/10 steel, LxW=185x9mm | 46.7127 | Catálogo web
BOCHEM | 3103 | Double spatula 18/10 steel, LxW=210x11mm | 46.9625 | Catálogo web
BOCHEM | 3104 | Double spatula 18/10 steel, LxW=250x11mm | 47.8948 | Catálogo web
BOCHEM | 3105 | Double spatula 18/10 steel, LxW=300x16mm | 49.3767 | Catálogo web
BOCHEM | 3106 | Double spatula 18/10 steel, LxW=350x16mm | 51.8243 | Catálogo web
BOCHEM | 3107 | Double spatula 18/10 steel, LxW=400x16mm | 55.4539 | Catálogo web
BOCHEM | 3108 | Double spatula 18/10 steel, LxW=500x20mm | 58.7174 | Catálogo web
BOCHEM | 3110 | Double spatula, pure nickel, LxW=130x9mm | 107.6184 | Catálogo web
BOCHEM | 3111 | Double spatula, pure nickel, LxW=150x9mm | 108.2844 | Catálogo web
BOCHEM | 3112 | Double spatula, pure nickel, LxW=185x9mm | 114.678 | Catálogo web
BOCHEM | 3113 | Double spatula, pure nickel, LxW=210x11mm | 113.1962 | Catálogo web
BOCHEM | 3114 | Double spatula, pure nickel, LxW=250x11mm | 117.3087 | Catálogo web
BOCHEM | 3141 | Double spatula 18/10 steel, type Chattaway, LxW=125x7mm | 46.7793 | Catálogo web
BOCHEM | 3142 | Double spatula 18/10 steel, type Chattaway, LxW=150x7mm | 46.7793 | Catálogo web
BOCHEM | 3143 | Double spatula 18/10 steel, type Chattaway, LxW=180x8mm | 47.1955 | Catálogo web
BOCHEM | 3144 | Double spatula 18/10 steel, type Chattaway, LxW=200x9mm | 47.362 | Catálogo web
BOCHEM | 3145 | Double spatula 18/10 steel, type Chattaway, LxW=235x10mm | 48.3278 | Catálogo web
BOCHEM | 3170 | Double spatula 18/10 steel, 1 side tappered, LxW=210x7mm | 48.8939 | Catálogo web
BOCHEM | 3175 | Double spatula 18/10 steel, 1 side tappered, LxW=160x9mm | 48.8939 | Catálogo web
BOCHEM | 3180 | Double spatula-spoon shape 18/10 steel, LxW=130x5mm, type micro spoon | 46.0301 | Catálogo web
BOCHEM | 3181 | Double spatula-spoon shape 18/10 steel, LxW=185x5mm, type micro spoon | 46.4796 | Catálogo web
BOCHEM | 3182 | Double spatula-spoon shape 18/10 steel, LxW=210x5mm, type micro spoon | 46.4796 | Catálogo web
BOCHEM | 3183 | Double spatula-spoon shape 18/10 steel, LxW=150x7mm, type micro spoon | 46.2465 | Catálogo web
BOCHEM | 3184 | Double spatula-spoon shape 18/10 steel, LxW=200x7mm, type micro spoon | 46.4796 | Catálogo web
BOCHEM | 3185 | Double spatula-spoon shape 18/10 steel, LxW=250x7mm, type micro spoon | 46.7127 | Catálogo web
BOCHEM | 3186 | Double spatula-spoon shape 18/10 steel, LxW=180x7mm, type micro scoop | 46.696 | Catálogo web
BOCHEM | 3187 | Double spatula-spoon shape 18/10 steel, LxW=210x12mm, type micro scoop | 47.6285 | Catálogo web
BOCHEM | 3200 | Spatula spoon shape 18/10 steel, LxW=130x5mm | 45.7969 | Catálogo web
BOCHEM | 3201 | Spatula spoon shape 18/10 steel, LxW=185x5mm | 46.0301 | Catálogo web
BOCHEM | 3202 | Spatula spoon shape 18/10 steel, LxW=210x5mm | 46.2465 | Catálogo web
BOCHEM | 3203 | Spatula spoon shape 18/10 steel, LxW=180x8mm | 46.4297 | Catálogo web
BOCHEM | 3204 | Spatula spoon shape 18/10 steel, LxW=210x12mm | 46.9625 | Catálogo web
BOCHEM | 3210 | Spoon spatula 18/10 steel, LxW=130x5mm, type micro | 45.7969 | Catálogo web
BOCHEM | 3211 | Spoon spatula 18/10 steel, LxW=185x5mm, type micro | 46.2465 | Catálogo web
BOCHEM | 3212 | Spoon spatula 18/10 steel, LxW=210x5mm, type micro | 46.4796 | Catálogo web
BOCHEM | 3213 | Spoon spatula 18/10 steel, LxW=180x8mm, standard type | 46.7127 | Catálogo web
BOCHEM | 3214 | Spoon spatula 18/10 steel, LxW=210x12mm, standard type | 46.7127 | Catálogo web
BOCHEM | 3215 | Spoon spatula 18/10 steel, LxW=230x12mm, standard type | 47.0624 | Catálogo web
BOCHEM | 3216 | Spoon spatula 18/10 steel, L=235x18mm, type analyze | 49.6264 | Catálogo web
BOCHEM | 3219 | Spoon spatula 18/10 steel, L=200mm, Spoon=35x23mm, type analyze, 1 side tappered | 48.7606 | Catálogo web
BOCHEM | 3231 | Micro spatula 18/10 steel with PVC-handle, L=160mm, handle=4mm | 46.9625 | Catálogo web
BOCHEM | 3232 | Micro spatula 18/10 steel with PVC-handle, L=160mm, handle=5mm | 46.9625 | Catálogo web
BOCHEM | 3260 | Mortar spatula 18/10 steel, L=150mm, D=8mm, heavy type | 63.2628 | Catálogo web
BOCHEM | 3261 | Mortar spatula 18/10 steel, L=200mm, D=8mm, heavy type | 66.3098 | Catálogo web
BOCHEM | 3262 | Mortar spatula 18/10 steel, L=250mm, D=10mm, heavy type | 72.3704 | Catálogo web
BOCHEM | 3263 | Mortar spatula 18/10 steel, L=300mm, D=10mm, heavy type | 78.1479 | Catálogo web
BOCHEM | 3264 | Mortar spatula 18/10 steel, L=400mm, D=10mm, heavy type | 89.9361 | Catálogo web
BOCHEM | 3270 | Spatula with knob 18/10 steel, L=150mm | 47.0624 | Catálogo web
BOCHEM | 3271 | Spatula with knob 18/10 steel, L=210mm | 47.2122 | Catálogo web
BOCHEM | 3272 | Spatula with knob 18/10 steel, L=300mm | 48.5609 | Catálogo web
BOCHEM | 3279 | Double spatula out of Pure nickel, flat type, L=100mm | 80.2791 | Catálogo web
BOCHEM | 3281 | Double spatula out of Pure nickel, flat form, L=150mm | 98.078 | Catálogo web
BOCHEM | 3300 | Micro Scoop 18/10 steel, half-rounded, LxW=130x4mm, small scoop | 46.696 | Catálogo web
BOCHEM | 3301 | Micro Scoop 18/10 steel, half-rounded, LxW=130x9mm, wide scoop | 46.3797 | Catálogo web
BOCHEM | 3302 | Micro Scoop 18/10 steel, half-rounded, LxW=150x4mm, small scoop | 46.8126 | Catálogo web
BOCHEM | 3303 | Micro Scoop 18/10 steel, half-rounded, LxW=150x9mm, wide scoop | 46.6794 | Catálogo web
BOCHEM | 3304 | Micro Scoop 18/10 steel, half-rounded, LxW=185x4mm, small scoop | 47.1955 | Catálogo web
BOCHEM | 3305 | Micro Scoop 18/10 steel, half-rounded, LxW=185x9mm, wide scoop | 47.1955 | Catálogo web
BOCHEM | 3306 | Micro Scoop 18/10 steel, half-rounded, LxW=210x4mm, small scoop | 47.4786 | Catálogo web
BOCHEM | 3307 | Micro Scoop 18/10 steel, half-rounded, LxW=210x9mm, wide scoop | 47.7617 | Catálogo web
BOCHEM | 3340 | Microspoon-Spatula 18/10 steel, L=150mm, spoon shape W=9x5mm | 48.3278 | Catálogo web
BOCHEM | 3341 | Microspoon-Spatula 18/10 steel, L=180mm, spoon shape W=9x5mm | 49.3767 | Catálogo web
BOCHEM | 3342 | Microspoon-Spatula 18/10 steel, L=150mm, spoon shape W=7x5mm | 49.8929 | Catálogo web
BOCHEM | 3343 | Microspoon-Spatula 18/10 steel, L=150mm, spoon shape W=6x4mm | 49.8929 | Catálogo web
BOCHEM | 3344 | Microspoon-Spatula 18/10 steel, L=150mm, spoon shape W=5x3mm | 49.8929 | Catálogo web
BOCHEM | 3345 | Microspoon-Spatula 18/10 steel, L=200mm, spoon shape W=9x5mm | 49.8929 | Catálogo web
BOCHEM | 3350 | Microspoon-Spatula 18/10 steel, L=150mm, scoop shape W=9x5mm | 48.9438 | Catálogo web
BOCHEM | 3351 | Microspoon-Spatula 18/10 steel, L=180mm, scoop shape W=9x5mm | 50.7587 | Catálogo web
BOCHEM | 3360 | Laboratory spoon 18/10 steel, L=170mm, Spoon=40x10mm | 47.029 | Catálogo web
BOCHEM | 3370 | Laboratory spoon 18/10 steel, L=200mm, Spoon=30x16mm | 51.4246 | Catálogo web
BOCHEM | 3380 | Laboratory spoon 18/10 steel, L=150mm, Spoon=30x15mm | 47.3954 | Catálogo web
BOCHEM | 3385 | Laboratory spoon 18/10 steel, L=150mm, Spoon=20x10mm | 46.9625 | Catálogo web
BOCHEM | 3390 | Laboratory spoon standard 18/10, L=150mm, Spoon=45x28mm | 50.7587 | Catálogo web
BOCHEM | 3391 | Laboratory spoon standard 18/10, L=200mm, Spoon=60x35mm | 51.7077 | Catálogo web
BOCHEM | 3392 | Laboratory spoon standard 18/10, L=240mm, Spoon=70x43mm | 54.6714 | Catálogo web
BOCHEM | 3393 | Laboratory spoon standard 18/10, L=280mm, Spoon=90x50mm | 56.9524 | Catálogo web
BOCHEM | 3394 | Laboratory spoon standard 18/10, L=320mm, Spoon=105x45mm | 58.8173 | Catálogo web
BOCHEM | 3395 | Poly-Spoon 18/10 steel, L=190mm, Spoon W=25x20mm | 50.2425 | Catálogo web
BOCHEM | 3400 | Poly-Spoon 18/10 steel, L=150mm, Spoon W=35x15mm | 51.0417 | Catálogo web
BOCHEM | 3401 | Poly-Spoon 18/10 steel, L=180mm, Spoon W=35x15mm | 52.0573 | Catálogo web
BOCHEM | 3402 | Poly-Spoon 18/10 steel, L=210mm, Spoon W=35x15mm | 52.7067 | Catálogo web
BOCHEM | 3403 | Poly-Spoon 18/10 steel, L=250mm, Spoon W=35x15mm | 53.6058 | Catálogo web
BOCHEM | 3404 | Poly-Spoon 18/10 steel, L=300mm, Spoon W=35x15mm | 54.3218 | Catálogo web
BOCHEM | 3410 | Poly-Spoon 18/10 steel, L=210mm, Spoon W=65x28mm | 55.3873 | Catálogo web
BOCHEM | 3411 | Poly-Spoon 18/10 steel, L=250mm, Spoon W=65x28mm | 57.3021 | Catálogo web
BOCHEM | 3412 | Poly-Spoon 18/10 steel, L=300mm, Spoon W=65x28mm | 58.9671 | Catálogo web
BOCHEM | 3413 | Poly-Spoon 18/10 steel, L=400mm, Spoon W=65x28mm | 64.1453 | Catálogo web
BOCHEM | 3414 | Poly-Spoon 18/10 steel, L=500mm, Spoon W=65x28mm | 66.4596 | Catálogo web
BOCHEM | 3420 | Chemical Spoon 18/10 steel, L=120mm, Spoon W=31x23mm | 47.1955 | Catálogo web
BOCHEM | 3421 | Chemical Spoon 18/10 steel, L=150mm, Spoon W=38x27mm | 47.795 | Catálogo web
BOCHEM | 3422 | Chemical Spoon 18/10 steel, L=180mm, Spoon W=40x28mm | 48.7606 | Catálogo web
BOCHEM | 3423 | Chemical Spoon 18/10 steel, L=210mm, Spoon W=40x28mm | 49.743 | Catálogo web
BOCHEM | 3424 | Chemical Spoon 18/10 steel, L=250mm, Spoon W=50x35mm | 53.9055 | Catálogo web
BOCHEM | 3425 | Chemical Spoon 18/10 steel, L=300mm, Spoon W=55x41mm | 56.8359 | Catálogo web
BOCHEM | 3430 | Chemical Spoon made of Nickel, L=120mm, Spoon W=31x23mm | 115.1609 | Catálogo web
BOCHEM | 3431 | Chemical Spoon, made of Nickel, L=150mm, Spoon W=38x27mm | 126.2497 | Catálogo web
BOCHEM | 3432 | Chemical Spoon, made of Nickel, L=180mm, Spoon W=40x28mm | 131.8275 | Catálogo web
BOCHEM | 3433 | Chemical Spoon, made of Nickel, L=210mm, Spoon W=40x28mm | 144.4982 | Catálogo web
BOCHEM | 3445 | Section lifter 18/10 steel, flexible blade, LxW=150x10mm, handle 18/10 steel | 49.3767 | Catálogo web
BOCHEM | 3446 | Section lifter 18/10 steel, flexible blade, LxW=150x15mm, handle 18/10 steel | 49.3767 | Catálogo web
BOCHEM | 3447 | Section lifter 18/10 steel, flexible blade, LxW=150x20mm, handle 18/10 steel | 49.3767 | Catálogo web
BOCHEM | 3450 | Chemical Spoon 18/10 steel, L=120mm, 1 spoon W=30x22mm | 50.7587 | Catálogo web
BOCHEM | 3451 | Chemical Spoon 18/10 steel, L=150mm, 1 spoon W=30x22mm | 51.1916 | Catálogo web
BOCHEM | 3452 | Chemical Spoon 18/10 steel, L=180mm, 1 spoon W=40x29mm | 51.6411 | Catálogo web
BOCHEM | 3453 | Chemical Spoon 18/10 steel, L=210mm, 1 spoon W=40x29mm | 53.456 | Catálogo web
BOCHEM | 3454 | Chemical Spoon 18/10 steel, L=250mm, 1 spoon W=48x35mm | 54.1386 | Catálogo web
BOCHEM | 3455 | Chemical Spoon 18/10 steel, L=300mm, 1 spoon W=48x35mm | 55.4373 | Catálogo web
BOCHEM | 3460 | Chemical Spoon 18/10 steel, L=120mm, 2 spoons W=30x22/23x17mm | 51.691 | Catálogo web
BOCHEM | 3461 | Chemical Spoon 18/10 steel, L=150mm, 2 spoons W=30x22/23x17mm | 51.9907 | Catálogo web
BOCHEM | 3462 | Chemical Spoon 18/10 steel, L=180mm, 2 spoons W=40x29/30x22mm | 52.5402 | Catálogo web
BOCHEM | 3463 | Chemical Spoon 18/10 steel, L=210mm, 2 spoons W=40x29/30x22mm | 53.6557 | Catálogo web
BOCHEM | 3464 | Chemical Spoon 18/10 steel, L=250mm, 2 spoons W=48x29/40x29mm | 55.2708 | Catálogo web
BOCHEM | 3465 | Chemical Spoon 18/10 steel, L=300mm, 2 spoons W=48x29/40x29mm | 55.9868 | Catálogo web
BOCHEM | 3470 | Spoon spatula 18/10 steel, anti magnetic, L=120mm | 50.9252 | Catálogo web
BOCHEM | 3471 | Spoon spatula 18/10 steel, anti magnetic, L=150mm | 51.408 | Catálogo web
BOCHEM | 3472 | Spoon spatula 18/10 steel, anti magnetic, L=180mm | 51.9075 | Catálogo web
BOCHEM | 3473 | Spoon spatula 18/10 steel, anti magnetic, L=210mm | 53.0064 | Catálogo web
BOCHEM | 3474 | Spoon spatula 18/10 steel, anti magnetic, L=250mm | 53.6557 | Catálogo web
BOCHEM | 3475 | Spoon spatula 18/10 steel, anti magnetic, L=300mm | 54.3218 | Catálogo web
BOCHEM | 3480 | Laboratory spoon standard 18/10, L=120mm, Spoon=40x26mm | 46.9625 | Catálogo web
BOCHEM | 3481 | Laboratory spoon standard 18/10, L=135mm, Spoon=45x31mm | 47.1955 | Catálogo web
BOCHEM | 3482 | Laboratory spoon standard 18/10, L=180mm, Spoon=55x38mm | 50.1426 | Catálogo web
BOCHEM | 3483 | Laboratory spoon standard 18/10, L=195mm, Spoon=60x45mm | 50.5422 | Catálogo web
BOCHEM | 3484 | Laboratory spoon standard 18/10, L=280mm, Spoon=85x70mm | 72.5369 | Catálogo web
BOCHEM | 3490 | Spatula with wooden handle, long blade, stainless steel magnetic, L=165mm | 49.3767 | Catálogo web
BOCHEM | 3491 | Spatula with wooden handle, long blade, stainless steel magnetic, L=190mm | 49.6264 | Catálogo web
BOCHEM | 3492 | Spatula with wooden handle, long blade, stainless steel magnetic, L=230mm | 49.8929 | Catálogo web
BOCHEM | 3493 | Spatula with wooden handle, long blade, stainless steel magnetic, L=250mm | 50.1426 | Catálogo web
BOCHEM | 3494 | Spatula with wooden handle, long blade, stainless steel magnetic, L=275mm | 53.406 | Catálogo web
BOCHEM | 3495 | Spatula with wooden handle, long blade, stainless steel magnetic, L=310mm | 54.8546 | Catálogo web
BOCHEM | 3496 | Spatula with wooden handle, long blade, stainless steel magnetic, L=365mm | 56.7194 | Catálogo web
BOCHEM | 3497 | Spatula with wooden handle, long blade, stainless steel magnetic, L=415mm | 59.117 | Catálogo web
BOCHEM | 3500 | Spatula with plastic handle, long blade, stainless steel,L=202mm | 50.7253 | Catálogo web
BOCHEM | 3501 | Spatula with plastic handle, long blade, stainless steel,L=252mm | 51.2249 | Catálogo web
BOCHEM | 3502 | Spatula with plastic handle, long blade, stainless steel,L=303mm | 54.3051 | Catálogo web
BOCHEM | 3503 | Spatula with plastic handle, long blade, stainless steel,L=350mm | 55.3207 | Catálogo web
BOCHEM | 3504 | Spatula with plastic handle, long blade, stainless steel,L=400mm | 58.3178 | Catálogo web
BOCHEM | 3530 | Section lifter 18/10 steel, stiff blade, LxW=150x10mm, with wooden handle | 50.7587 | Catálogo web
BOCHEM | 3531 | Section lifter 18/10 steel, stiff blade, LxW=150x15mm, with wooden handle | 50.7587 | Catálogo web
BOCHEM | 3532 | Section lifter 18/10 steel, stiff blade, LxW=150x20mm, with wooden handle | 50.9252 | Catálogo web
BOCHEM | 3535 | Section lifter 18/10 steel, flexible blade, LxW=150x10mm, with wooden handle | 49.3268 | Catálogo web
BOCHEM | 3536 | Section lifter 18/10 steel, flexible blade, LxW=150x15mm, with wooden handle | 49.3268 | Catálogo web
BOCHEM | 3537 | Section lifter 18/10 steel, flexible blade, LxW=150x20mm, with wooden handle | 50.9252 | Catálogo web
BOCHEM | 3540 | Vibro spatula 18/10 steel, L=190mm, blade 50x12mm, handle out of PP | 70.7553 | Catálogo web
BOCHEM | 3600 | Wheighing scoop with knob, 18/10 Steel, L=200mm, Scoop length=70mm, Scoop width=31mm | 64.395 | Catálogo web
BOCHEM | 3601 | Wheighing scoop with knob, 18/10 Steel, L=220mm, Scoop length=90mm, Scoop width=31mm | 66.06 | Catálogo web
BOCHEM | 3602 | Wheighing scoop with knob, 18/10 Steel, L=235mm, Scoop length=105mm, Scoop width=31mm | 67.725 | Catálogo web
BOCHEM | 3603 | Wheighing scoop with knob, 18/10 Steel, L=250mm, Scoop length=120mm, Scoop width=31mm | 69.39 | Catálogo web
BOCHEM | 3604 | Weighing Scoop conical shape 18/10 steel, L=250mm, Scoop LxW=120x65mm, D=8mm | 101.025 | Catálogo web
BOCHEM | 3605 | Weighing Scoop conical shape 18/10 steel, L=290mm, Scoop LxW=160x75mm, D=8mm | 109.35 | Catálogo web
BOCHEM | 3606 | Weighing Scoop conical shape 18/10 steel, L=330mm, Scoop LxW=200x100mm, D=8mm | 117.675 | Catálogo web
BOCHEM | 3622 | Double spatula 18/10 steel, flexible, LxW=180x10mm | 49.3767 | Catálogo web
BOCHEM | 3623 | Double spatula 18/10 steel, flexible, LxW=210x10mm | 49.8929 | Catálogo web
BOCHEM | 3624 | Double spatula 18/10 steel, flexible, LxW=250x10mm | 52.3903 | Catálogo web
BOCHEM | 3643 | Double spatula 18/10 steel, flexible, LxW=210x20mm | 51.6411 | Catálogo web
BOCHEM | 3644 | Double spatula 18/10 steel, flexible, LxW=250x20mm | 52.3903 | Catálogo web
BOCHEM | 3645 | Double spatula 18/10 steel, flexible, LxW=300x22mm | 55.2375 | Catálogo web
BOCHEM | 3700 | Double spatula PTFE Coating, LxW=150x9mm | 84.2251 | Catálogo web
BOCHEM | 3701 | Double spatula PTFE Coating, LxW=185x9mm | 84.8911 | Catálogo web
BOCHEM | 3702 | Double spatula PTFE Coating, LxW=210x11mm | 85.1909 | Catálogo web
BOCHEM | 3710 | Micro spatula PTFE Coating, LxW=150x3mm | 84.2251 | Catálogo web
BOCHEM | 3711 | Micro spatula PTFE Coating, LxW=185x4mm | 84.8911 | Catálogo web
BOCHEM | 3712 | Micro spatula PTFE Coating, LxW=185x5mm | 84.8911 | Catálogo web
BOCHEM | 3713 | Micro spatula PTFE Coating, LxW=210x6mm | 85.1909 | Catálogo web
BOCHEM | 3720 | Spoon spatula PTFE Coating, LxW=180x8mm, type micro | 84.2251 | Catálogo web
BOCHEM | 3721 | Spoon spatula, PTFE Coating, LxW=210x12mm, type micro | 85.1909 | Catálogo web
BOCHEM | 3722 | Spoon spatula PTFE Coating, LxW=230x12mm, type micro | 85.6737 | Catálogo web
BOCHEM | 3730 | Double spatula PTFE Coating, 1 side tappered, LxW=210x7mm | 91.6178 | Catálogo web
BOCHEM | 3740 | Micro Scoop PTFE Coating, half-rounded, LxW=150x9mm, wide scoop | 86.2897 | Catálogo web
BOCHEM | 3750 | Chemical Spoon, PTFE Coating, L=180mm, Spoon W=40x28mm | 89.3034 | Catálogo web
BOCHEM | 3760 | Spatula PTFE Coating, with wooden handle, long blade, L=230mm | 92.4836 | Catálogo web
BOCHEM | 3801 | Measure spoon set out of 18/10 steel, 4 spoons, 1 / 2,5 / 5 / 15ml | 61.5812 | Catálogo web
BOCHEM | 3805 | Portioning ladle, 18/10 stainless steel, 125ml. ml indication reached with filling until rim. | 135.324 | Catálogo web
BOCHEM | 3806 | Portioning ladle, 18/10 stainless steel, 250ml. ml indication reached with filling until rim. | 148.4609 | Catálogo web
BOCHEM | 3807 | Portioning ladle, 18/10 stainless steel, 500ml. ml indication reached with filling until rim. | 155.1042 | Catálogo web
BOCHEM | 3910 | Double spatula titanium, L=210mm | 114.9278 | Catálogo web
BOCHEM | 3920 | Chemical spoon, titanium, L=180mm, Spoon W=40x28mm | 132.1938 | Catálogo web
BOCHEM | 4000 | Laboratory scissor, stainless steel magnetic, L=100mm | 55.2375 | Catálogo web
BOCHEM | 4001 | Laboratory scissor, stainless steel magnetic, L=115mm | 56.1533 | Catálogo web
BOCHEM | 4002 | Laboratory scissor, stainless steel magnetic, L=130mm | 57.0024 | Catálogo web
BOCHEM | 4003 | Laboratory scissor, stainless steel magnetic, L=145mm | 58.1346 | Catálogo web
BOCHEM | 4004 | Laboratory scissor, stainless steel magnetic, L=150mm | 59.6497 | Catálogo web
BOCHEM | 4005 | Laboratory scissor, stainless steel magnetic, L=165mm | 60.7986 | Catálogo web
BOCHEM | 4006 | Laboratory scissor, stainless steel magnetic, L=180mm | 62.3471 | Catálogo web
BOCHEM | 4020 | Laboratory scissor, stainless steel magnetic, L=130mm, with plastic handle | 56.353 | Catálogo web
BOCHEM | 4021 | Laboratory scissor, stainless steel magnetic, L=150mm, with plastic handle | 56.5362 | Catálogo web
BOCHEM | 4022 | Laboratory scissor, stainless steel magnetic, L=200mm, with plastic handle | 62.3471 | Catálogo web
BOCHEM | 4023 | Laboratory scissor, stainless steel magnetic, L=250mm, with plastic handle | 67.2089 | Catálogo web
BOCHEM | 4070 | Scissor microscopy, stainless steel magnetic, straight, L=100mm | 51.1916 | Catálogo web
BOCHEM | 4071 | Scissor microscopy, stainless steel magnetic, bent, L=100mm | 51.6411 | Catálogo web
BOCHEM | 4080 | Scissor microscopy, stainless steel magnetic, straight, L=115mm | 52.8233 | Catálogo web
BOCHEM | 4100 | Dressing scissor, stainless steel magnetic, L=130mm, sharp-blunt | 51.7244 | Catálogo web
BOCHEM | 4101 | Dressing scissor, stainless steel magnetic, L=145mm, sharp-blunt | 51.9907 | Catálogo web
BOCHEM | 4102 | Dressing scissor, stainless steel magnetic, L=160mm, sharp-blunt | 52.4237 | Catálogo web
BOCHEM | 4103 | Dressing scissor, stainless steel magnetic, L=130mm, sharp-sharp | 51.7244 | Catálogo web
BOCHEM | 4104 | Dressing scissor, stainless steel magnetic, L=145mm, sharp-sharp | 51.9907 | Catálogo web
BOCHEM | 4105 | Dressing scissor, stainless steel magnetic, L=160mm, sharp-sharp | 52.4237 | Catálogo web
BOCHEM | 4106 | Dressing scissor, stainless steel magnetic, L=130mm, blunt-blunt | 51.7244 | Catálogo web
BOCHEM | 4107 | Dressing scissor, stainless steel magnetic, L=145mm, blunt-blunt | 51.9907 | Catálogo web
BOCHEM | 4108 | Dressing scissor, stainless steel magnetic, L=160mm, blunt-blunt | 52.5069 | Catálogo web
BOCHEM | 4150 | Universal scissor, stainless steel magnetic, with plastic handle, up to 145°C temperature resistant, L=200mm | 65.2608 | Catálogo web
BOCHEM | 4151 | Universal scissor, stainless steel magnetic, with plastic handle, up to 145°C temperature resistant, L=180mm | 56.403 | Catálogo web
BOCHEM | 4154 | Universal scissor, stainless steel magnetic, with plastic handle, up to 145°C temperature resistant, L=210mm | 62.6135 | Catálogo web
BOCHEM | 4160 | Paper scissor, stainless steel magnetic, L=175mm | 60.8819 | Catálogo web
BOCHEM | 4161 | Paper scissor, stainless steel magnetic, L=200mm | 63.7623 | Catálogo web
BOCHEM | 4162 | Paper scissor, stainless steel magnetic, L=225mm | 69.6731 | Catálogo web
BOCHEM | 4163 | Paper scissor, stainless steel magnetic, L=250mm | 75.6337 | Catálogo web
BOCHEM | 4164 | Paper scissor, stainless steel magnetic, L=275mm | 90.5189 | Catálogo web
BOCHEM | 4165 | Paper scissor, stainless steel magnetic, L=300mm | 102.4236 | Catálogo web
BOCHEM | 4200 | Laboratory scissor, stainless steel magnetic, with stopper lifter, L=150mm | 57.6351 | Catálogo web
BOCHEM | 4250 | Universal scissor, stainless steel magnetic, with plastic handle, L=190mm | 77.6984 | Catálogo web
BOCHEM | 4251 | Universal scissor, stainless steel magnetic, with plastic handle, L=210mm, Adjustable knob to fit any hand comfortability, two components handle made of PP + TPR, hanging hole, easy to carry, blades made of 4mm stainless steel (HCR 50-54), serrated blade for gripping materials, metal heart, shearing capacity: aluminium board 1mm, plastic borad 3mm, brass plate 4mm, leather & cardboard 5mm | 94.9311 | Catálogo web
BOCHEM | 4252 | Scissor for cutting tubes, handle made of PP, L=125, cuts tubes until 10mm | 88.8539 | Catálogo web
BOCHEM | 4910 | Dressing scissor, Titan, L=145mm, sharp-sharp | 274.9692 | Catálogo web
BOCHEM | 5000 | Stand base 18/10 steel, M10 winding, 210x130mm, 1 foot adjustable, with antislide rubber protection. | 217.61 | Catálogo web
BOCHEM | 5001 | Stand base 18/10 steel, M10 winding, 250x160mm, 1 foot adjustable, with antislide rubber protection. | 239.2383 | Catálogo web
BOCHEM | 5002 | Stand base 18/10 steel, M10 winding, 300x150mm, 1 foot adjustable, with antislide rubber protection | 249.9109 | Catálogo web
BOCHEM | 5003 | Stand base 18/10 steel, M10 winding, 315x200mm, 1 foot adjustable, with antislide rubber protection | 265.2123 | Catálogo web
BOCHEM | 5010 | Foot for rods 18/10 steel for rods, 60 x12mm, with anti-slip rubber protection | 110.7986 | Catálogo web
BOCHEM | 5014 | Sockets for Stand bases 18/10 steel, D=13,2mm, for rods without winding | 77.5319 | Catálogo web
BOCHEM | 5030 | Stand base steel, blau varnished, M10 winding, 180x100x6mm, 1 adjustable foot | 83.2761 | Catálogo web
BOCHEM | 5031 | Stand base steel, blue varnished, M10 winding, 210x130x6mm, 1 adjustable foot | 91.4679 | Catálogo web
BOCHEM | 5032 | Stand base steel, blue varnished, M10 winding, 250x160x6mm, 1 adjustable foot | 100.7919 | Catálogo web
BOCHEM | 5033 | Stand base steel, blue varnished, M10 winding, 300x150x6mm, 1 adjustable foot | 105.0876 | Catálogo web
BOCHEM | 5034 | Stand base steel, blue varnished, M10 winding, 315x200x6mm, 1 adjustable foot | 116.7426 | Catálogo web
BOCHEM | 5035 | Stand base steel, blue varnished, M10 winding, 210x130x8mm, 1 adjustable foot | 107.5351 | Catálogo web
BOCHEM | 5036 | Stand base steel, blue varnished, M10 winding, 250x160x8mm, 1 adjustable foot | 111.2981 | Catálogo web
BOCHEM | 5037 | Stand base steel, blue varnished, M10 winding, 315x200x8mm, 1 adjustable foot | 127.2987 | Catálogo web
BOCHEM | 5038 | Stand base steel, blue varnished, M10 winding, 315x200x10mm, 1 adjustable foot | 152.9897 | Catálogo web
BOCHEM | 5044 | Sockets for Stand bases malleable cast iron, D=12/13mm, for rods without winding | 63.396 | Catálogo web
BOCHEM | 5060 | Foot for rods, malleable cast iron, D=12mm, foot d=80mm | 82.71 | Catálogo web
BOCHEM | 5110 | Rod out of 18/10 steel, with M10 winding, LxD=500x12mm | 69.6231 | Catálogo web
BOCHEM | 5111 | Rod out of 18/10 steel, with M10 winding, LxD=600x12mm | 72.4869 | Catálogo web
BOCHEM | 5112 | Rod out of 18/10 steel, with M10 winding, LxD=750x12mm | 78.0813 | Catálogo web
BOCHEM | 5113 | Rod out of 18/10 steel, with M10 winding, LxD=1000x12m. | 87.8382 | Catálogo web
BOCHEM | 5114 | Rod out of 18/10 steel, with M10 winding, LxD=1250x12mm | 104.0886 | Catálogo web
BOCHEM | 5115 | Rod out of 18/10 steel, with M10 winding, LxD=1500x12mm | 118.1246 | Catálogo web
BOCHEM | 5116 | Rod out of 18/10 steel, with M10 winding, LxD=1000x16mm | 145.7302 | Catálogo web
BOCHEM | 5117 | Rod out of 18/10 steel, with M10 winding, LxD=1250x16mm | 158.8688 | Catálogo web
BOCHEM | 5118 | Rod out of 18/10 steel, with M10 winding, LxD=1500x16mm | 184.4764 | Catálogo web
BOCHEM | 5120 | Rod out of 18/10 steel, without winding, LxD=500x12mm | 67.6917 | Catálogo web
BOCHEM | 5121 | Rod out of 18/10 steel, without winding, LxD=600x12mm | 70.3724 | Catálogo web
BOCHEM | 5122 | Rod out of 18/10 steel, without winding, LxD=750x12mm | 75.2341 | Catálogo web
BOCHEM | 5123 | Rod out of 18/10 steel, without winding, LxD=1000x12mm | 85.6238 | Catálogo web
BOCHEM | 5124 | Rod out of 18/10 steel, without winding, LxD=1250x12mm | 102.024 | Catálogo web
BOCHEM | 5125 | Rod out of 18/10 steel, without winding, LxD=1500x12mm | 115.3274 | Catálogo web
BOCHEM | 5126 | Rod out of 18/10 steel, without winding, LxD=1000x16mm | 138.7206 | Catálogo web
BOCHEM | 5127 | Rod out of 18/10 steel, without winding, LxD=1250x16mm | 150.96 | Catálogo web
BOCHEM | 5128 | Rod out of 18/10 steel, without winding, LxD=1500x16mm | 177.0339 | Catálogo web
BOCHEM | 5130 | Rod out of aluminium, with M10 winding, LxD=500x12mm | 61.6311 | Catálogo web
BOCHEM | 5131 | Rod out of aluminium, with M10 winding, LxD=600x12mm | 62.5469 | Catálogo web
BOCHEM | 5132 | Rod out of aluminium, with M10 winding, LxD=750x12mm | 64.5115 | Catálogo web
BOCHEM | 5133 | Rod out of aluminium, with M10 winding, LxD=1000x12mm | 71.055 | Catálogo web
BOCHEM | 5140 | Rod out of aluminium, without winding, LxD=500x12mm | 60.399 | Catálogo web
BOCHEM | 5141 | Rod out of aluminium, without winding, LxD=600x12mm | 61.6144 | Catálogo web
BOCHEM | 5142 | Rod out of aluminium, without winding, LxD=750x12mm | 63.5625 | Catálogo web
BOCHEM | 5143 | Rod out of aluminium, without winding, LxD=1000x12mm | 66.7926 | Catálogo web
BOCHEM | 5150 | Rod out of steel,zincked, with M10 winding, LxD=500x12mm | 65.5772 | Catálogo web
BOCHEM | 5151 | Rod out of steel,zincked, with M10 winding, LxD=600x12mm | 67.2588 | Catálogo web
BOCHEM | 5152 | Rod out of steel,zincked, with M10 winding, LxD=750x12mm | 70.1226 | Catálogo web
BOCHEM | 5153 | Rod out of steel,zincked, with M10 winding, LxD=1000x12mm | 73.8689 | Catálogo web
BOCHEM | 5154 | Rod out of steel,zincked, with M10 winding, LxD=1250x12mm | 77.8316 | Catálogo web
BOCHEM | 5155 | Rod out of steel,zincked, with M10 winding, LxD=1500x12mm | 82.6101 | Catálogo web
BOCHEM | 5160 | Rod out of steel,zincked, without winding, LxD=500x12mm | 65.1442 | Catálogo web
BOCHEM | 5161 | Rod out of steel,zincked, without winding, LxD=600x12mm | 67.4753 | Catálogo web
BOCHEM | 5162 | Rod out of steel,zincked, without winding, LxD=750x12mm | 69.723 | Catálogo web
BOCHEM | 5163 | Rod out of steel,zincked, without winding, LxD=1000x12mm | 73.4693 | Catálogo web
BOCHEM | 5164 | Rod out of steel,zincked, without winding, LxD=1250x12mm | 77.4153 | Catálogo web
BOCHEM | 5165 | Rod out of steel,zincked, without winding, LxD=1500x12mm | 82.1606 | Catálogo web
BOCHEM | 5170 | Rod out of 18/10 steel, with M10 winding, LxD=500x13mm | 82.2271 | Catálogo web
BOCHEM | 5171 | Rod out of 18/10 steel, with M10 winding, LxD=600x13mm | 86.0567 | Catálogo web
BOCHEM | 5172 | Rod out of 18/10 steel, with M10 winding, LxD=750x13mm | 92.3004 | Catálogo web
BOCHEM | 5173 | Rod out of 18/10 steel, with M10 winding, LxD=1000x13mm | 101.6077 | Catálogo web
BOCHEM | 5174 | Rod out of 18/10 steel, with M10 winding, LxD=1250x13mm | 112.9797 | Catálogo web
BOCHEM | 5175 | Rod out of 18/10 steel, with M10 winding, LxD=1500x13mm | 128.1812 | Catálogo web
BOCHEM | 5180 | Rod out of 18/10 steel, without winding, LxD=500x13mm | 79.3134 | Catálogo web
BOCHEM | 5181 | Rod out of 18/10 steel, without winding, LxD=600x13mm | 83.4925 | Catálogo web
BOCHEM | 5182 | Rod out of 18/10 steel, without winding, LxD=750x13mm | 89.4699 | Catálogo web
BOCHEM | 5183 | Rod out of 18/10 steel, without winding, LxD=1000x13mm | 100.026 | Catálogo web
BOCHEM | 5184 | Rod out of 18/10 steel, without winding, LxD=1250x13mm | 111.0483 | Catálogo web
BOCHEM | 5185 | Rod out of 18/10 steel, without winding, LxD=1500x13mm | 125.5172 | Catálogo web
BOCHEM | 5200 | Tripod 18/10 Steel, DxH=100x180mm, welded feet | 102.2904 | Catálogo web
BOCHEM | 5201 | Tripod 18/10 Steel, DxH=120x210mm, welded feet | 107.069 | Catálogo web
BOCHEM | 5202 | Tripod 18/10 Steel, DxH=140x210mm, welded feet | 111.8641 | Catálogo web
BOCHEM | 5203 | Tripod 18/10 Steel, DxH=160x240mm, welded feet | 116.6427 | Catálogo web
BOCHEM | 5230 | Tripods out of malleable cast iron zinc plated, DxH=100x180mm, screwed feet | 81.3447 | Catálogo web
BOCHEM | 5231 | Tripods out of malleable cast iron zinc plated, DxH=120x210mm, screwed feet | 83.7756 | Catálogo web
BOCHEM | 5232 | Tripods out of malleable cast iron zinc plated, DxH=140x210mm, screwed feet | 89.9694 | Catálogo web
BOCHEM | 5233 | Tripods out of malleable cast iron zinc plated, DxH=150x240mm, screwed feet | 95.0143 | Catálogo web
BOCHEM | 5250 | Tripot cast iron, blue varnished, length leg L=105mm, with winding M10 | 147.645 | Catálogo web
BOCHEM | 5251 | Tripot cast iron, blue varnished, length leg L=145mm, with winding M10 | 157.635 | Catálogo web
BOCHEM | 5260 | Table clamp for rods D=12/13mm, for table tops up to 55mm max | 149.4598 | Catálogo web
BOCHEM | 5300 | Bosshead out of 18/10 steel, DIN 12895, d=16,5mm, Angle 90°, Thread M6, thumb screw | 124.5847 | Catálogo web
BOCHEM | 5301 | Bosshead out of 18/10 steel, DIN 12895, d=16,5mm, Angle 90° + 180°, Thread M6, thumb screw | 133.8921 | Catálogo web
BOCHEM | 5302 | Bosshead out of 18/10 steel, swivel type, d=16,5mm, Angle 0°+360°, Thread M6 | 193.5507 | Catálogo web
BOCHEM | 5303 | Bosshead for frames out of 18/10 steel, d=13,5mm, Angle 90°, Thread M6, ring screw | 117.9081 | Catálogo web
BOCHEM | 5304 | Hook-bosshead out of 18/10 steel, d=13mm, Angle 90°, Thread M8 | 81.4446 | Catálogo web
BOCHEM | 5305 | Bosshead out of 18/10 steel, DIN 12895, d=16,5mm, Angle 90°, Thread M8, safety screw stainless steel 18/10 | 142.7332 | Catálogo web
BOCHEM | 5306 | Bosshead out of 18/10 steel, DIN 12895, d=16,5mm, Angle 90° + 180°, Thread M8, safety screw stainless steel 18/10 | 154.8711 | Catálogo web
BOCHEM | 5310 | Bosshead out of 18/10 steel, DIN 12895, d=16,5mm, Angle 90°, Thread M6, socket screw | 131.9108 | Catálogo web
BOCHEM | 5311 | Bosshead out of 18/10 steel, DIN 12895, d=16,5mm, Angle 90° + 180°, Thread M6, socket screw | 144.2484 | Catálogo web
BOCHEM | 5313 | Bosshead for frames out of 18/10 steel, d=13,5mm, Angle 90°, Thread M6, socket screw | 118.1079 | Catálogo web
BOCHEM | 5330 | Bosshead out of aluminium, DIN 12895, d=16,5mm, Angle 90°, Thread M8, thumb screw | 59.7163 | Catálogo web
BOCHEM | 5332 | Bosshead out of aluminium, DIN 12895, d=16,5mm, Angle 90°, Thread M8, thumb screw | 57.1523 | Catálogo web
BOCHEM | 5333 | Bosshead out of aluminium, DIN 12895, d=16,5mm, Angle 90°, Thread M8, thumb screw | 60.2492 | Catálogo web
BOCHEM | 5334 | Universal bosshead out of aluminium, d=13mm, Angle 180°+90°, Thread M8 | 65.0444 | Catálogo web
BOCHEM | 5337 | Bosshead out of aluminium, DIN 12895, d=16,5mm, Angle 90°, Thread M8, safety screw stainless steel 18/10 | 72.6368 | Catálogo web
BOCHEM | 5342 | Bosshead out of aluminium, DIN 12895, d=16,5mm, Angle 90°, Thread M8, socket screw | 59.4999 | Catálogo web
BOCHEM | 5350 | Bosshead, aluminium d=16,5mm, angle 180+90°, thumb screw | 63.013 | Catálogo web
BOCHEM | 5352 | Bosshead, aluminium d=27mm, Angle 180+90°, Thread M10, thumb screw | 88.7206 | Catálogo web
BOCHEM | 5353 | Bosshead, 18/10 steel, d=16,5mm, Thread M8, Angle 180+90°, thumb screw | 144.931 | Catálogo web
BOCHEM | 5354 | Bosshead, 18/10 steel, d=16,5mm, Thread M8, Angle 180+90°, safety screw stainless steel 18/10 | 154.8711 | Catálogo web
BOCHEM | 5356 | Bosshead, aluminium d=16,5mm, Angle 180+90°, Thread M8, safety screw stainless steel 18/10 | 75.5339 | Catálogo web
BOCHEM | 5359 | Bosshead out of malleable cast iron, chromium plated, DIN 12895, d=20mm, Thread M8, for rods up to 20mm, thumb screw | 64.8113 | Catálogo web
BOCHEM | 5360 | Bosshead out of malleable cast iron, chromium plated, DIN 12895, d=16,5mm, Thrad M8, for rods up to 16,5mm, thumb screw | 61.9475 | Catálogo web
BOCHEM | 5361 | Bosshead out of malleable cast iron, chromium plated, DIN 12895, d=16,5,mm, Angle 90° + 180°, Thread M8, thumb screw | 62.5968 | Catálogo web
BOCHEM | 5362 | Bosshead out of malleable cast iron, swivel type, chromium plated, d=16,5mm, Angle 0°+360°, Thread M8 | 73.2028 | Catálogo web
BOCHEM | 5363 | Bosshead for frames, malleable cast iron, chromium plated, d=13mm, Angle 90°, Thread M6 | 59.8662 | Catálogo web
BOCHEM | 5364 | Hook-bosshead out of steel, nickel plated, d=13mm, Angle 90°, Thread M8 | 61.681 | Catálogo web
BOCHEM | 5365 | Bosshead out of malleable cast iron, chromium plated, DIN 12895, d=16,5mm, Thread M8, for rods up to 16,5mm, safety screw stainless steel 18/10 | 68.391 | Catálogo web
BOCHEM | 5366 | Bosshead out of malleable cast iron, chromium plated, DIN 12895, D=16,5,mm, Angle 90° + 180°, Thread M8, safety screw stainless steel 18/10 | 70.9551 | Catálogo web
BOCHEM | 5369 | Bosshead out of malleable cast iron, chromium plated, DIN 12895, d=36mm, Thread M8, for rods up to 36mm,thumb screw | 77.3987 | Catálogo web
BOCHEM | 5373 | Bosshead for frames out of malleable cast iron, chrome plated, d=13mm, Angle 90°, Thread M6, socket screw | 60.9485 | Catálogo web
BOCHEM | 5400 | Clamp micro out of 18/10 steel, 2 round jaws, Span width 15mm, finger with corc, shaft length=150mm | 84.0087 | Catálogo web
BOCHEM | 5401 | Retort clamp out of 18/10 steel, 2 round jaws, Span width 25mm, finger with corc. | 79.9961 | Catálogo web
BOCHEM | 5402 | Retort clamp out of 18/10 steel, 2 round jaws, Span width 40mm, finger with corc. | 83.2428 | Catálogo web
BOCHEM | 5403 | Retort clamp out of 18/10 steel, 2 round jaws, Span width 60mm, finger with corc. | 88.3377 | Catálogo web
BOCHEM | 5404 | Retort clamp out of 18/10 steel, 2 round jaws, Span width 80mm, finger with corc | 102.0906 | Catálogo web
BOCHEM | 5405 | Clamp micro out of 18/10 steel, 1 round jaw, Span width 15mm, finger with corc, shaft length=150mm | 84.0087 | Catálogo web
BOCHEM | 5406 | Retort clamp out of 18/10 steel, 1 round jaw, Span width 25mm, finger with corc. | 79.9961 | Catálogo web
BOCHEM | 5407 | Retort clamp out of 18/10 steel, 1 round jaw, Span width 40mm, finger with corc. | 83.2428 | Catálogo web
BOCHEM | 5408 | Retort clamp out of 18/10 steel, 1 round jaw, Span width 60mm, finger with corc. | 88.3377 | Catálogo web
BOCHEM | 5409 | Retort clamp out of 18/10 steel, 1 round jaw, Span width 80mm, finger with corc | 102.0906 | Catálogo web
BOCHEM | 5415 | Clamp micro 18/10 steel, one side, with shaft, Span width 0-20mm, finger with silicone-coating, shaft length=150mm | 97.4952 | Catálogo web
BOCHEM | 5416 | Burette clamp out of 18/10 steel, one side, with bosshead, span width 0-20mm, finger with silicone coated | 132.5934 | Catálogo web
BOCHEM | 5417 | Burette clamp out of 18/10 steel, doppelseitig, with bosshead, span width 0-20mm, finger with silicone coated | 150.96 | Catálogo web
BOCHEM | 5420 | Retort clamp, 3-finger, 18/10 steel, Span width 0-120mm, shaft length=190mm, finger with silicone-coating | 261.3828 | Catálogo web
BOCHEM | 5423 | Retort clamp, 4-finger, 18/10 steel, Span width 0-120mm, finger with silicone-coating, shaft length=150mm | 273.3209 | Catálogo web
BOCHEM | 5424 | Chain clamp out of 18/10 steel, Span width 50-160mm, chain length=700mm, chain 18/10 steel, chain with silicone-coating | 176.9673 | Catálogo web
BOCHEM | 5425 | Universal clamp out of 18/10 steel, Span width 0-80mm, finger with corc, shaft length=150mm | 230.9133 | Catálogo web
BOCHEM | 5444 | Universal clampn out of aluminium, Span width 0-80mm, finger with corc, shaft length=180mm | 80.0793 | Catálogo web
BOCHEM | 5450 | Retort clamp out of 18/10 steel, 2 round jaws, Span width 100mm, finger with corc | 139.8695 | Catálogo web
BOCHEM | 5451 | Retort clamp out of 18/10 steel, 2 round jaws, Span width 120mm, finger with corc | 147.8948 | Catálogo web
BOCHEM | 5452 | Retort clamp out of 18/10 steel, 2 round jaws, Span width 150mm, finger with corc | 165.8451 | Catálogo web
BOCHEM | 5460 | Clamp micro out of malleable cast iron, green varnished, 2 round jaws, Span width 15mm, finger with corc, shaft length=150mm | 66.726 | Catálogo web
BOCHEM | 5461 | Retort clamp standard out of malleable cast iron, chromium plated, Span width 25mm, 2 round jaws, finger with corc | 66.726 | Catálogo web
BOCHEM | 5462 | Retort clamp standard out of malleable cast iron, chromium plated, Span width 40mm, 2 round jaws, finger with corc | 68.6574 | Catálogo web
BOCHEM | 5463 | Retort clamp standard out of malleable cast iron, chromium plated, Span width 60mm, 2 round jaws, finger with corc | 72.7533 | Catálogo web
BOCHEM | 5464 | Retort clamp standard out of steel, zincked, Span width 80mm, 2 round jaws, finger with corc | 80.662 | Catálogo web
BOCHEM | 5474 | Condenser clamp out of malleable cast iron, chromium plated, Span width 50-100mm, adjustable, with silicone coating | 104.0553 | Catálogo web
BOCHEM | 5475 | Clamp micro, steel zincked, 2 round jaws, Span width 15mm, finger silicone coated, shaft length=150mm | 81.0117 | Catálogo web
BOCHEM | 5476 | Burette clamp steel, zincked, one side, with bosshead, Span width 0-20mm | 100.6754 | Catálogo web
BOCHEM | 5477 | Burette clamp steel, zincked, two sides, with bosshead, Span width 0-20mm | 115.3773 | Catálogo web
BOCHEM | 5480 | Retort clamp standard out of steel, zincked, Span width 100mm, 2 round jaws, finger with corc | 90.1193 | Catálogo web
BOCHEM | 5481 | Retort clamp standard out of steel zincked, Span width 120mm, 2 round jaws, finger with corc | 96.03 | Catálogo web
BOCHEM | 5482 | Retort clamp standard out of steel, zincked, Span width 150mm, 2 round jaws, finger with corc | 102.7233 | Catálogo web
BOCHEM | 5485 | Chain clamp out of steel zincked, Span width 50-160mm, chain length=700mm, chain with silicone-coating | 106.2032 | Catálogo web
BOCHEM | 5500 | Retort ring out of 18/10 steel, inner diameter=50mm, shaft length=160mm | 64.3284 | Catálogo web
BOCHEM | 5501 | Retort ring out of 18/10 steel, inner diameter=70mm, shaft length=200mm | 64.6947 | Catálogo web
BOCHEM | 5502 | Retort ring out of 18/10 steel, inner diameter=100mm, shaft length=220mm | 68.3577 | Catálogo web
BOCHEM | 5503 | Retort ring out of 18/10 steel, inner diameter=130mm, shaft length=220mm | 74.002 | Catálogo web
BOCHEM | 5504 | Retort ring out of 18/10 steel, inner diameter=140mm, shaft length=220mm | 76.9158 | Catálogo web
BOCHEM | 5505 | Crucible retort ring 18/10 Steel, D=0-70mm, with ceramic rods ''Degussit'' (max. 2030°C), Tension 3-points, swivel type 0-70mm | 369.6744 | Catálogo web
BOCHEM | 5510 | Retort ring out of 18/10 steel, offen, inner diameter=50mm, shaft length=160mm | 75.4506 | Catálogo web
BOCHEM | 5511 | Retort ring out of 18/10 steel, offen, inner diameter=70mm, shaft length=200mm | 75.4506 | Catálogo web
BOCHEM | 5512 | Retort ring out of 18/10 steel, offen, inner diameter=100mm, shaft length=220mm | 79.9961 | Catálogo web
BOCHEM | 5551 | Retort clamp 3-finger 18/10 steel, diameter=0-80mm, shaft length=190mm, finger with silicone-coating | 152.6583 | Catálogo web
BOCHEM | 5553 | Retort clamp 4-finger 18/10 steel, diameter=20-100mm, finger with silicone-coating, shaft length=190mm | 179.8144 | Catálogo web
BOCHEM | 5554 | Retort clamp 4-finger 18/10 steel, diameter=50-150mm, finger with silicone-coating, shaft length=190mm | 195.8484 | Catálogo web
BOCHEM | 5562 | Retort clamp 3-finger out of aluminium, diameter=0-70mm, shaft length=140mm, shaft diameter=8mm | 148.4775 | Catálogo web
BOCHEM | 5565 | Retort clamp 3-finger out of aluminium, diameter=0-100mm, shaft length=140mm, shaft diameter=8mm | 126.8491 | Catálogo web
BOCHEM | 5566 | Retort clamp 3-finger out of aluminium, diameter=0-125mm, shaft length=130mm, shaft diameter=10mm | 231.1298 | Catálogo web
BOCHEM | 5567 | Retort clamp MAXI, steel chromium plated, D=80-180mm, L=400mm, finger covered with stabilised glass fibre, shaft length=210mm | 450.4436 | Catálogo web
BOCHEM | 5580 | Retort ring, steel zincked, inner diameter=50mm, shaft length=160mm | 62.0973 | Catálogo web
BOCHEM | 5581 | Retort ring, steel zincked, inner diameter=70mm, shaft length=200mm | 64.9611 | Catálogo web
BOCHEM | 5582 | Retort ring, steel zincked, inner diameter=100mm, shaft length=220mm | 67.5752 | Catálogo web
BOCHEM | 5583 | Retort ring, steel zincked, inner diameter=130mm, shaft length=220mm | 71.0217 | Catálogo web
BOCHEM | 5584 | Retort ring, steel zincked, inner diameter=160mm, shaft length=220mm | 73.1029 | Catálogo web
BOCHEM | 5600 | Burette holder aluminium with Bosshead, with PVC rolls, diameter=0-13mm | 142.5168 | Catálogo web
BOCHEM | 5620 | Burette stand DUPLEX, with 1 rod (600mm) and 2 stand bases, black and white, (D=105mm) for Burette holder Art.no. 5600 | 175.1025 | Catálogo web
BOCHEM | 5621 | Thermometer clamp, chromium plated, with adjustable bosshead (for rods up to 16,5mm), diameter=6-15mm, Angle 0-360° | 95.1142 | Catálogo web
BOCHEM | 5622 | Burette clamp with bosshead (for rods up to 13,5mm), aluminium chromium plated, diameter=4-20mm, Angle 90° | 72.5702 | Catálogo web
BOCHEM | 5623 | Burette clamp with shaft, chromium plated, diameter=4-20mm, shaft length=130mm | 99.36 | Catálogo web
BOCHEM | 5624 | Burette/Thermometer clamp AUTOMATIK with shaft, chromium plated, diameter=0-25mm, shaft length=115mm, shaft diameter=8mm | 74.4349 | Catálogo web
BOCHEM | 5625 | Burette/Thermometer clamp AUTOMATIC with bosshead for rods up to 13,5mm, chromium plated, diameter=0-25mm | 72.1372 | Catálogo web
BOCHEM | 5626 | Retort clamp 3-finger with shaft, chromium plated, diameter=0-35mm, finger PVC coated, shaft length=150mm, shaft diameter=10mm | 102.1739 | Catálogo web
BOCHEM | 5627 | Retort clamp 3-finger with shaft, chromium plated, diameter=0-60mm, finger PVC coated, shaft length=150mm, shaft diameter=10mm | 88.8205 | Catálogo web
BOCHEM | 5628 | Burette und condenser clamp with shaft, chromium plated, diameter=12-45mm, clamp PVC coated, shaft length=130mm, shaft diameter=10mm | 81.6611 | Catálogo web
BOCHEM | 5629 | Burette und condenser clamp with shaft, chromium plated, diameter=7-25mm, clamp PVC coated, shaft length=130mm, shaft diameter=10mm | 91.7177 | Catálogo web
BOCHEM | 5630 | Burette und condenser clamp with adjustable bosshead (for rods up to 16,5mm), chromium plated, diameter=12-45mm, Angle 0-360° | 94.981 | Catálogo web
BOCHEM | 5631 | Burette und test tube clamp with bosshead (for rods up to 13,5mm), chromium plated, diameter=7-25mm, PVC coated, Angle 90° | 80.2458 | Catálogo web
BOCHEM | 5640 | H-frame MINI, Guss, flexible for rods D=8/12mm | 322.0887 | Catálogo web
BOCHEM | 5641 | H-frame KOMPLETT, with aluminium-rods (D=12mm) and bosshead, HxL=800x500mm | 547.4131 | Catálogo web
BOCHEM | 5650 | Bosshead JUMBO, aluminium chromium plated, Span width d=20+30mm, Angle 190° | 132.327 | Catálogo web
BOCHEM | 5651 | Bosshead GIROFIX swivel type, aluminium chromium plated, Span width d=15mm, Angle 0+360° | 116.8924 | Catálogo web
BOCHEM | 5655 | Three angle bosshead, Duraluminium, d=9-13mm, Thread M4, Angle 90 +180 +270°, due to its strength, suitable for multilevel and three dimension constructions | 64.112 | Catálogo web
BOCHEM | 5656 | Three angle bosshead, Duraluminium, d=19-23mm, Thread M4, Angle 90+180+270°, due to its strength, suitable for multilevel and three dimension constructions. | 81.045 | Catálogo web
BOCHEM | 5660 | Stabilizing ring for Erlenmeyers, D=50, 207g, PVC-coated. Application: The weight of the ring prevents flasks from floating when placed in a thermal bath. | 95.6137 | Catálogo web
BOCHEM | 5661 | Stabilizing ring for Erlenmeyers, D=70, 340g, PVC-coated. Application: The weight of the ring prevents flasks from floating when placed in a thermal bath. | 103.7556 | Catálogo web
BOCHEM | 5662 | Stabilizing ring for Erlenmeyers, D=100, 470g, PVC-coated. Application: The weight of the ring prevents flasks from floating when placed in a thermal bath. | 127.8315 | Catálogo web
BOCHEM | 5670 | Bosshead TECHNO, aluminium, spread/d= 5-22mm, ideal for supporting overhead stirrers. | 122.2871 | Catálogo web
BOCHEM | 5830 | Retort clamp flexible shaft, nickel plated, Span width 40mm, round jaws, finger with corc, shaft length=290mm, shaft diameter=12mm | 223.3042 | Catálogo web
BOCHEM | 5840 | Retort clamp flexible shaft, nickel plated, Span width 40mm, shaft length=290mm, angled/straight jaws, finger silicone coated, shaft diameter=12mm | 223.3042 | Catálogo web
BOCHEM | 5850 | Retort clamp flexible shaft, nickel plated, Span width 0-20mm, angled/straight finger, finger silicone coated, shaft length=290mm, shaft diameter=12mm | 223.3042 | Catálogo web
BOCHEM | 7000 | Bunsen burner for natural gas, DIN 30665, max 1300°C, with air regulation, 1,53 KW | 179.3316 | Catálogo web
BOCHEM | 7010 | Bunsen burner for propane, DIN 30665, max 1300°C, with air regulation, 2,36 KW | 179.3316 | Catálogo web
BOCHEM | 7050 | Bunsen burner for natural gas, max 1300°C, with air regulation and stopcock, 1,53 KW | 296.4643 | Catálogo web
BOCHEM | 7060 | Bunsen burner for propane, max 1300°C, with air regulation and stopcock, 2,36 KW | 296.4643 | Catálogo web
BOCHEM | 7100 | Teclu burner for natural gas, DIN 30665, 1300°C, with air regulation, 1,53 KW | 251.2763 | Catálogo web
BOCHEM | 7110 | Teclu burner for propane, DIN 30665, 1300°C, with air regulation, 2,36 KW | 194.7828 | Catálogo web
BOCHEM | 7150 | Teclu burner for natural gas, with stopcock, max 1300°C, with air regulation, 1,53 KW | 312.9812 | Catálogo web
BOCHEM | 7160 | Teclu burner for propane, with stopcock, max 1300°C, with air regulation, 2,36 KW | 320.5236 | Catálogo web
BOCHEM | 7200 | Alcohol burner out of 18/10 steel, Volume 150ml, adjustable, with lid, D=85mm, H=65mm | 108.3177 | Catálogo web
BOCHEM | 7201 | Wick for Spirit burner, L=1m, W=12mm, price per meter | 47.3121 | Catálogo web
BOCHEM | 7300 | Micro burner for natural gas, with needle valve, max. 1000°C, with air regulation | 145.7136 | Catálogo web
BOCHEM | 7310 | Micro burner for propane, with needle valve, 1000°C, with air regulation | 145.7136 | Catálogo web
BOCHEM | 7330 | Bunsen burner for natural gas, DIN 30665, max 1300°C, with air regulation, pilot flame and needle valve, 1,53 KW | 182.2786 | Catálogo web
BOCHEM | 7340 | Bunsen burner for propane, DIN 30665, max 1300°C, with air regulation, pilot flame and needle valve, 2,36 KW | 182.2786 | Catálogo web
BOCHEM | 7360 | Multi gas burner BUNSEN with stopcock, max. 1300°C, air regulation, pilot flame, KW 0,5-3 | 286.1747 | Catálogo web
BOCHEM | 7400 | Teclu burner for natural gas, DIN 30665, 1300°C, with air regulation, needle valve and pilot flame inside, 1,53 KW | 266.8773 | Catálogo web
BOCHEM | 7410 | Teclu burner for propane, DIN 30665, 1300°C, with air regulation, needle valve and pilot flame inside, 2,36 KW | 290.8866 | Catálogo web
BOCHEM | 7430 | Multi gas burner Teclu with stopcock, air regulation, max. 1300°C, KW 0,5-3 | 296.5143 | Catálogo web
BOCHEM | 7511 | Safety gas burner JUMBO with stopcock for natural gas, max. 1300°C, Thermo Safety-Element (Bimetal-flame antena magnet breech), air regulation and pilot flame, KW 0,5-3 | 817.2764 | Catálogo web
BOCHEM | 7512 | Safety gas burner JUMBO with stopcock for propane, max. 1300°C, Thermo Safety-Element (Bimetal-flame antena magnet breech), air regulation and pilot flame, KW 0,5-3 | 817.2764 | Catálogo web
BOCHEM | 7520 | Meker-Fisher burner for multi gas, 1300°C, with air regulation, gas regulation with swivel screw, burner head, D=30mm, 0,5-3 KW | 190.7036 | Catálogo web
BOCHEM | 7610 | Gas lightener out of steel, with flints, for all types of gas | 50.792 | Catálogo web
BOCHEM | 7612 | Gas lightener PIEZO-Automatic, out of plastic | 66.2931 | Catálogo web
BOCHEM | 7620 | Flint for gas lightener | 44.0154 | Catálogo web
BOCHEM | 7760 | Tubing clamp for gas tube, nickel plated | 48.1113 | Catálogo web
BOCHEM | 7835 | Safety gas tube DIN 30664, D=10mm, wall=2mm, price per meter | 93.2661 | Catálogo web
BOCHEM | 8001 | Roll-stool to step on, steel, GS safety control, H=425mm, D=290/405mm | 282.495 | Catálogo web
BOCHEM | 8003 | Roll-stool to step on, plastic, GS safety control, H=420mm, D=300/450mm | 311.9322 | Catálogo web
BOCHEM | 8004 | ROLLO transport cart 18/10 Steel, 400x400x810mm, 100kg max. | 614.6792 | Catálogo web
BOCHEM | 8020 | Evaporating dish with spout, out of Nickel, D=50mm, H=25mm, 30ml, round bottom | 107.5518 | Catálogo web
BOCHEM | 8021 | Evaporating dish with spout, out of Nickel, D=60mm, H=30mm, 50ml, round bottom | 141.984 | Catálogo web
BOCHEM | 8022 | Evaporating dish with spout, out of Nickel, D=70mm, H=35mm, 80ml, round bottom | 153.972 | Catálogo web
BOCHEM | 8023 | Evaporating dish with spout, out of Nickel D=80mm, H=40mm, 100ml, round bottom | 162.7133 | Catálogo web
BOCHEM | 8024 | Evaporating dish with spout, out of Nickel D=100mm, H=50mm, 250ml, round bottom | 157.287 | Catálogo web
BOCHEM | 8040 | Evaporating dish out of Nickel, D=55mm, H=19mm, 45ml, flat bottom | 138.4209 | Catálogo web
BOCHEM | 8041 | Evaporating dish out of Nickel, D=60mm, H=16mm, 45ml, flat bottom | 153.1728 | Catálogo web
BOCHEM | 8042 | Evaporating dish out of Nickel, D=70mm, H=19mm, 73ml, flat bottom | 151.2414 | Catálogo web
BOCHEM | 8045 | Evaporating dish out of Nickel, D=90mm, H=16mm, 100ml, flat bottom | 165.7286 | Catálogo web
BOCHEM | 8060 | Evaporating dish with lid, out of Nickel, D=55mm, H=19mm, 45ml, flat bottom | 190.4372 | Catálogo web
BOCHEM | 8061 | Evaporating dish with lid, out of Nickel, D=60mm, H=16mm, 45ml, flat bottom | 219.5247 | Catálogo web
BOCHEM | 8062 | Evaporating dish with lid, out of Nickel, D=70mm, H=19mm, 73ml, flat bottom | 222.1887 | Catálogo web
BOCHEM | 8065 | Evaporating dish with lid, out of Nickel, D=90mm, H=16mm, 100ml, flat bottom | 255.3888 | Catálogo web
BOCHEM | 8081 | Isolate container with lid, 18/10 steel, double wall, 5 liter, HxD=285x175/215mm, stackable | 1325.3677 | Catálogo web
BOCHEM | 8082 | Isolate container with lid, 18/10 steel, double wall, 10 liter, HxD=325x220/260mm, stackable | 1759.9494 | Catálogo web
BOCHEM | 8085 | Insulate container 18/10 steel, 6,5 l, HxD=16x24mm. With 3 locking clamps. Lid and silicone gasket. Possible over-/underpressure can be compensated through a valve in the lid. | 286.3412 | Catálogo web
BOCHEM | 8086 | Insulate container 18/10 steel, 10,5 l, HxD=25x24mm. With 3 locking clamps. Lid and silicone gasket. Possible over-/underpressure can be compensated through a valve in the lid. | 316.2612 | Catálogo web
BOCHEM | 8087 | Insulate container 18/10 steel, 15,5 l, HxD=23x30mm. With 3 locking clamps. Lid and silicone gasket. Possible over-/underpressure can be compensated through a valve in the lid. | 437.3567 | Catálogo web
BOCHEM | 8100 | Crucible out of Nickel, wall thickness 0,5mm, D=20mm, H=25mm, 5ml, lid order separately | 114.678 | Catálogo web
BOCHEM | 8101 | Crucible out of Nickel, wall thickness 0,5mm, D=25mm, H=30mm, 10ml, lid order separately | 116.6927 | Catálogo web
BOCHEM | 8102 | Crucible out of Nickel, wall thickness 0,5mm, D=30mm, H=30mm, 15ml, lid order separately | 119.0403 | Catálogo web
BOCHEM | 8103 | Crucible out of Nickel, wall thickness 0,5mm, D=35mm, H=35mm, 25ml, lid order separately | 121.7709 | Catálogo web
BOCHEM | 8104 | Crucible out of Nickel, wall thickness 0,5mm, D=40mm, H=40mm, 30ml, lid order separately | 128.0479 | Catálogo web
BOCHEM | 8105 | Crucible out of Nickel, wall thickness 0,5mm, D=45mm, H=45mm, 50ml, lid order separately | 134.5248 | Catálogo web
BOCHEM | 8106 | Crucible out of Nickel, wall thickness 0,5mm, D=50mm, H=50mm, 70ml, lid order separately | 144.1651 | Catálogo web
BOCHEM | 8107 | Crucible out of Nickel, wall thickness 0,5mm, D=60mm, H=60mm, 130ml, lid order separately | 150.4106 | Catálogo web
BOCHEM | 8109 | Crucible out of Nickel, wall thickness 0,5mm, D=80mm, H=80mm, 270ml, lid order separately | 189.0052 | Catálogo web
BOCHEM | 8122 | Crucible out of Nickel, wall thickness 1mm, D=30mm, H=30mm, 15ml, lid order separately | 137.4052 | Catálogo web
BOCHEM | 8123 | Crucible out of Nickel, wall thickness 1mm, D=35mm, H=35mm, 25ml, lid order separately | 146.5128 | Catálogo web
BOCHEM | 8124 | Crucible out of Nickel, wall thickness 1mm, D=40mm, H=35mm, 30ml, lid order separately | 154.5714 | Catálogo web
BOCHEM | 8125 | Crucible out of Nickel, wall thickness 1mm, D=45mm, H=45mm, 50ml, lid order separately | 153.3243 | Catálogo web
BOCHEM | 8126 | Crucible out of Nickel, wall thickness 1mm, D=50mm, H=50mm, 70ml, lid order separately | 167.3436 | Catálogo web
BOCHEM | 8127 | Crucible out of Nickel, wall thickness 1mm, D=60mm, H=60mm, 130ml, lid order separately | 198.912 | Catálogo web
BOCHEM | 8129 | Crucible out of Nickel, wall thickness 1mm, D=80mm, H=80mm, 270ml, lid order separately | 278.0495 | Catálogo web
BOCHEM | 8145 | Crucible out of Nickel, wall thickness 1,5mm, D=45mm, H=45mm, 50ml, lid order separately | 181.929 | Catálogo web
BOCHEM | 8180 | Lid for Crucible, out of Nickel, D=20mm | 102.6567 | Catálogo web
BOCHEM | 8181 | Lid for Crucible, out of Nickel, D=25mm | 111.3979 | Catálogo web
BOCHEM | 8182 | Lid for Crucible, out of Nickel, D=30mm | 106.7693 | Catálogo web
BOCHEM | 8183 | Lid for Crucible, out of Nickel, D=35mm | 107.8681 | Catálogo web
BOCHEM | 8184 | Lid for Crucible, out of Nickel, D=40mm | 110.3157 | Catálogo web
BOCHEM | 8185 | Lid for Crucible, out of Nickel, D=45mm | 120.1392 | Catálogo web
BOCHEM | 8186 | Lid for Crucible, out of Nickel, D=50mm | 116.6094 | Catálogo web
BOCHEM | 8187 | Lid for Crucible, out of Nickel, D=60mm | 121.4879 | Catálogo web
BOCHEM | 8189 | Lid for Crucible, out of Nickel, D=80mm | 143.3327 | Catálogo web
BOCHEM | 8210 | Test tube stand 18/10 steel, for 2x6 test tubes, D=17mm, 145x52x90mm | 99.1602 | Catálogo web
BOCHEM | 8212 | Test tube stand 18/10 steel, for 2x12 test tubes, D=17mm, 278x52x90mm | 104.1719 | Catálogo web
BOCHEM | 8214 | Test tube stand 18/10 steel, for 4x12 test tubes, D=17mm, 287x97x90mm | 149.9594 | Catálogo web
BOCHEM | 8220 | Test tube stand 18/10 steel, for 2x6 test tubes, D=20mm, 164x60x90mm | 114.9444 | Catálogo web
BOCHEM | 8222 | Test tube stand 18/10 steel, for 2x12 test tubes, D=20mm, 310x60x90mm | 136.656 | Catálogo web
BOCHEM | 8230 | Test tube stand 18/10 steel, for 9 test tubes, D=20mm, round: DxH=98x165mm | 136.656 | Catálogo web
BOCHEM | 8231 | Test tube stand 18/10 steel, for 12 test tubes, D=20mm, round: DxH=116x165mm | 161.5161 | Catálogo web
BOCHEM | 8233 | Test tube stand 18/10 steel, for 45 test tubes, D=20mm, round: DxH=194x165mm | 188.4392 | Catálogo web
BOCHEM | 8240 | Test tube stand 18/10 steel, detachable, 2x6 | 152.8564 | Catálogo web
BOCHEM | 8241 | Test tube stand 18/10 steel, detachable, 2x12 | 189.6712 | Catálogo web
BOCHEM | 8242 | Test tube stand 18/10 steel, detachable, 4x12 | 293.2842 | Catálogo web
BOCHEM | 8265 | Wheighing scoop with knob, 18/10 Steel, PTFE coating, L=235mm, Scoop length=105mm, Scoop width=31mm | 144.3816 | Catálogo web
BOCHEM | 8290 | Test tube stand aus 18/10 steel, Z-form, for 10x5 test tubes, D=13mm, 50x165x85mm | 81.045 | Catálogo web
BOCHEM | 8291 | Test tube stand aus 18/10 steel, Z-form, for 10x5 test tubes, D=17mm, 50x220x110mm | 81.3613 | Catálogo web
BOCHEM | 8292 | Test tube stand aus 18/10 steel, Z-form, for 5x5 test tubes, D=13mm, 50x85x85mm | 71.055 | Catálogo web
BOCHEM | 8293 | Test tube stand aus 18/10 steel, Z-form, for 5x5 test tubes, D=17mm, 50x110x110mm | 71.1715 | Catálogo web
BOCHEM | 8300 | Container with lid and handle, 18/10 steel, 1 l, HxD=155x100mm | 502.3416 | Catálogo web
BOCHEM | 8301 | Container with lid and handle, 18/10 steel, 2 l, HxD=170x135mm | 507.9027 | Catálogo web
BOCHEM | 8302 | Container with lid and handle, 18/10 steel, 3 l, HxD=185x160mm | 559.0848 | Catálogo web
BOCHEM | 8304 | Container with lid and handle, 18/10 steel, 5 l, HxD=240x180mm | 664.0131 | Catálogo web
BOCHEM | 8305 | Container with lid and handle, 18/10 steel, 6 l, HxD=280x180mm | 673.5203 | Catálogo web
BOCHEM | 8307 | Container with lid and handle, 18/10 steel, 10 l, HxD=280x225mm | 786.5404 | Catálogo web
BOCHEM | 8315 | Bucket 18/10, graduated, with bottom ring and handle, 10 liter, HxD=235x280mm | 280.4637 | Catálogo web
BOCHEM | 8316 | Bucket 18/10, graduated, with bottom ring and handle, 12 liter, HxD=270x300mm | 301.4927 | Catálogo web
BOCHEM | 8317 | Bucket 18/10, graduated, with bottom ring and handle, 15 liter. HxD=305x310mm | 328.5655 | Catálogo web
BOCHEM | 8320 | Bucket 18/10 steel, graduated, with handle, 6 liter, HxD=190x260mm | 175.8018 | Catálogo web
BOCHEM | 8321 | Bucket 18/10 steel, graduated, with handle, 8 liter, HxD=210x285mm | 185.925 | Catálogo web
BOCHEM | 8322 | Bucket 18/10 steel, graduated, with handle, 10 liter, HxD=235x280mm | 204.9393 | Catálogo web
BOCHEM | 8323 | Bucket 18/10 steel, graduated, with handle, 12 liter, HxD=270x300mm | 227.883 | Catálogo web
BOCHEM | 8324 | Bucket 18/10 steel, graduated, with handle, 15 liter, LxD=305x310mm | 245.4321 | Catálogo web
BOCHEM | 8332 | Lid 18/10 steel, for 10 liter Buckets | 112.5135 | Catálogo web
BOCHEM | 8333 | Lid 18/10 steel, for 12 liter Buckets | 116.9924 | Catálogo web
BOCHEM | 8334 | Lid 18/10 steel, for 15 liter Buckets | 123.5358 | Catálogo web
BOCHEM | 8340 | Container 18/10 steel, 20 liter, HxD=375x270mm, please order lid separately | 911.1824 | Catálogo web
BOCHEM | 8341 | Container 18/10 steel, 25 liter, HxD=375x300mm, please order lid separately | 1081.8615 | Catálogo web
BOCHEM | 8342 | Container 18/10 steel, 30 liter, HxD=440x300mm, please order lid separately | 1168.2251 | Catálogo web
BOCHEM | 8344 | Container 18/10 steel, 50 liter, HxD=550x350mm, please order lid separately | 1457.5688 | Catálogo web
BOCHEM | 8346 | Container 18/10 steel, 75 liter, HxD=600x400mm, please order lid separately | 1835.8901 | Catálogo web
BOCHEM | 8347 | Container 18/10 steel, 100 liter, HxD=670x450mm, please order lid separately | 2172.1867 | Catálogo web
BOCHEM | 8348 | Container 18/10 steel, 150 liter, HxD=670x550mm, please order lid separately | 3205.1028 | Catálogo web
BOCHEM | 8349 | Locking clamp for Container 18/10 steel, 3 pieces mounted | 208.7854 | Catálogo web
BOCHEM | 8350 | Lid for Container 20 liter, 18/10 steel | 202.9746 | Catálogo web
BOCHEM | 8351 | Lid for Container 25 liter, 18/10 steel | 258.852 | Catálogo web
BOCHEM | 8352 | Lid for Container 30 liter, 18/10 steel | 261.133 | Catálogo web
BOCHEM | 8354 | Lid for Container 50 liter, 18/10 steel | 285.9582 | Catálogo web
BOCHEM | 8356 | Lid for Container 75 liter, 18/10 steel | 329.7643 | Catálogo web
BOCHEM | 8357 | Lid for Container 100 liter, 18/10 steel | 454.3563 | Catálogo web
BOCHEM | 8358 | Lid for Container 150 liter, 18/10 steel | 581.529 | Catálogo web
BOCHEM | 8359 | No-Drip stopcock 1/2 Zoll, mounted, PTFE seal, max 260°C | 449.5278 | Catálogo web
BOCHEM | 8360 | Laboratory pot, 18/10 steel, 2 liter, DxH=160x130mm, lid please order separately | 185.925 | Catálogo web
BOCHEM | 8361 | Laboratory pot, 18/10 steel, 4 liter, DxH=200x150mm, lid please order separately | 202.575 | Catálogo web
BOCHEM | 8362 | Laboratory pot, 18/10 steel, 6 liter, DxH=200x200mm, lid please order separately | 219.225 | Catálogo web
BOCHEM | 8363 | Laboratory pot, 18/10 steel, 7 liter, DxH=240x170mm, lid please order separately | 235.875 | Catálogo web
BOCHEM | 8364 | Laboratory pot, 18/10 steel, 9 liter, DxH=240x210mm, lid please order separately | 252.525 | Catálogo web
BOCHEM | 8365 | Laboratory pot, 18/10 steel, 12 liter, DxH=260x240mm, lid please order separately | 269.175 | Catálogo web
BOCHEM | 8366 | Laboratory pot, 18/10 steel, 16 liter, DxH=280x270mm, lid please order separately | 302.475 | Catálogo web
BOCHEM | 8367 | Laboratory pot, 18/10 steel, 20 liter, DxH=320x270mm, lid please order separately | 360.75 | Catálogo web
BOCHEM | 8370 | Lid for laboratory pot 2,5 liter, 18/10 steel, D=160mm | 92.7 | Catálogo web
BOCHEM | 8371 | Lid for laboratory pot 4 liter, 18/10 steel, D=200mm | 96.03 | Catálogo web
BOCHEM | 8372 | Lid for laboratory pot 6 liter, 18/10 steel, D=200mm | 96.03 | Catálogo web
BOCHEM | 8373 | Lid for laboratory pot 7 liter, 18/10 steel, D=240mm | 101.025 | Catálogo web
BOCHEM | 8374 | Lid for laboratory pot 9 liter, 18/10 steel, D=240mm | 101.025 | Catálogo web
BOCHEM | 8375 | Lid for laboratory pot 12 liter, 18/10 steel, D=260mm | 109.35 | Catálogo web
BOCHEM | 8376 | Lid for laboratory pot 16 liter, 18/10 steel, D=280mm | 117.675 | Catálogo web
BOCHEM | 8377 | Lid for Laboratory pot 20 liter, 18/10 steel, D=320mm | 126 | Catálogo web
BOCHEM | 8380 | Transport jug 18/10 steel with lid, spout und handle, 5 liter | 1318.125 | Catálogo web
BOCHEM | 8381 | Transport jug 18/10 steel with lid, spout und handle, 10 liter | 1776 | Catálogo web
BOCHEM | 8384 | Transport jug 18/10 steel with lid, spout und handle, 20 liter | 2192.25 | Catálogo web
BOCHEM | 8390 | Measuring jug 18/10 steel, with spout, graduated, 10 liter, please order lid separately | 1226.55 | Catálogo web
BOCHEM | 8391 | Measuring jug 18/10 steel, with spout, graduated, 15 liter, please order lid separately | 1318.125 | Catálogo web
BOCHEM | 8392 | Lid for measuring jug 10 liter, 18/10 steel | 210.9 | Catálogo web
BOCHEM | 8393 | Lid for measuring jug 15 liter, 18/10 steel | 244.2 | Catálogo web
BOCHEM | 8394 | Measuring jug, 18/10 steel, 20l, graduated, with spout | 1526.25 | Catálogo web
BOCHEM | 8395 | Evaporating dish w. rim, 18/10 steel, 290x190x55mm | 87.1223 | Catálogo web
BOCHEM | 8396 | Evaporating dish w. rim, 18/10 steel,335x245x60mm | 102.5235 | Catálogo web
BOCHEM | 8397 | Evaporating dish w. rim, 18/10 steel,385x280x65mm | 110.5987 | Catálogo web
BOCHEM | 8398 | Evaporating dish w. rim, 18/10 steel, 445x280x95mm | 136.7559 | Catálogo web
BOCHEM | 8399 | Evaporating dish w. rim, 18/10 steel, 500x353x100mm | 166.3779 | Catálogo web
BOCHEM | 8400 | Instruments tray with lid, 18/10 steel, 180x90x30mm, stackable | 154.9877 | Catálogo web
BOCHEM | 8404 | Instruments tray with lid, 18/10 steel, 215x100x50mm, stackable | 204.906 | Catálogo web
BOCHEM | 8406 | Instruments tray with lid, 18/10 steel, 250x150x60mm, stackable | 355.9548 | Catálogo web
BOCHEM | 8407 | Instruments tray with lid, 18/10 steel, 300x150x70mm, stackable | 404.423 | Catálogo web
BOCHEM | 8445 | Bowl 18/10 steel, 2 handles, 2700ml, HxD=120x220mm | 194.25 | Catálogo web
BOCHEM | 8446 | Bowl 18/10 steel, 2 handles, 4000ml, HxD=140x260mm | 227.55 | Catálogo web
BOCHEM | 8447 | Bowl 18/10 steel, 2 handles, 9500ml, HxD=180x320mm | 277.5 | Catálogo web
BOCHEM | 8448 | Bowl 18/10 steel, 2 handles, 12000ml, HxD=190x360mm | 335.775 | Catálogo web
BOCHEM | 8454 | Evaporating dish with rim, 18/10 steel, 210x155x40mm | 84.2751 | Catálogo web
BOCHEM | 8455 | Evaporating dish with rim, 18/10 steel, 240x160x45mm | 85.7736 | Catálogo web
BOCHEM | 8456 | Evaporating dish with rim, 18/10 steel, 300x200x40mm | 90.8685 | Catálogo web
BOCHEM | 8457 | Evaporating dish with rim, 18/10 steel, 340x210x60mm | 108.2844 | Catálogo web
BOCHEM | 8459 | Evaporating dish with rim, 18/10 steel, 360x260x50mm | 118.291 | Catálogo web
BOCHEM | 8461 | Water bath with lid, 18/10 steel, 1 liter, LxWxH=155x105x75mm | 169.275 | Catálogo web
BOCHEM | 8463 | Water bath with lid, 18/10 steel, 2,5 liters, LxWxH=155x105x160mm | 210.9 | Catálogo web
BOCHEM | 8466 | Water bath with lid, 18/10 steel, 5 liters, LxWxH=155x155x235mm | 344.1 | Catálogo web
BOCHEM | 8468 | Water bath with lid, 18/10 steel, 13 liter, LxWxH=240x240x235mm | 377.4 | Catálogo web
BOCHEM | 8475 | Instruments tray with lid, 18/10 steel, 230x133x55mm, with handle and lid, stackable | 132.4935 | Catálogo web
BOCHEM | 8476 | Instruments tray with lid, 18/10 steel, 315x215x60mm, with handle and lid, stackable | 158.8688 | Catálogo web
BOCHEM | 8480 | Instruments tray, 18/10 steel, 200x150x15mm | 139.32 | Catálogo web
BOCHEM | 8484 | Instruments tray, 18/10 steel, 300x200x20mm | 150.975 | Catálogo web
BOCHEM | 8485 | Instruments tray, 18/10 steel, 300x300x20mm | 169.275 | Catálogo web
BOCHEM | 8486 | Instruments tray, 18/10 steel, 440x340x20mm | 192.585 | Catálogo web
BOCHEM | 8500 | Beaker with rim, 18/10 steel, 100 ml, HxD=60x50mm | 144.0153 | Catálogo web
BOCHEM | 8501 | Beaker with rim, 18/10 steel, 250 ml, HxD=85x65mm | 148.4109 | Catálogo web
BOCHEM | 8502 | Beaker with rim, 18/10 steel, 500 ml, HxD=110x80mm | 166.3446 | Catálogo web
BOCHEM | 8503 | Beaker with rim, 18/10 steel, 1000 ml, HxD=130x100mm | 197.53 | Catálogo web
BOCHEM | 8504 | Beaker with rim, 18/10 steel, 2000 ml, HxD=180x120mm | 278.2826 | Catálogo web
BOCHEM | 8505 | Beaker with rim, 18/10 steel, 3000 ml, HxD=180x150mm | 335.8416 | Catálogo web
BOCHEM | 8506 | Beaker with rim, 18/10 steel, 5000 ml, HxD=210x180mm | 432.4615 | Catálogo web
BOCHEM | 8510 | Beaker with rim and spout, 18/10 steel, 100ml, HxD=60x50mm | 161.6327 | Catálogo web
BOCHEM | 8511 | Beaker with rim and spout, 18/10 steel, 250ml, HxD=85x65mm | 166.611 | Catálogo web
BOCHEM | 8512 | Beaker with rim and spout, 18/10 steel, 500ml, HxD=110x80mm | 199.3615 | Catálogo web
BOCHEM | 8513 | Beaker with rim and spout, 18/10 steel, 1000ml, HxD=130x100mm | 230.4637 | Catálogo web
BOCHEM | 8514 | Beaker with rim and spout, 18/10 steel, 2000ml, HxD=180x120mm | 318.3258 | Catálogo web
BOCHEM | 8515 | Beaker with rim and spout, 18/10 steel, 3000ml, HxD=180x150mm | 376.068 | Catálogo web
BOCHEM | 8516 | Beaker with rim and spout, 18/10 steel, 5000ml, HxD=210x180mm | 472.5048 | Catálogo web
BOCHEM | 8520 | Beaker with rim and handle, 18/10 steel, 100ml, HxD=60x50mm | 168.7755 | Catálogo web
BOCHEM | 8521 | Beaker with rim and handle, 18/10 steel, 250ml, HxD=85x65mm | 173.8204 | Catálogo web
BOCHEM | 8522 | Beaker with rim and handle, 18/10 steel, 500ml, HxD=110x80mm | 206.3878 | Catálogo web
BOCHEM | 8523 | Beaker with rim and handle, 18/10 steel, 1000ml, HxD=130x100mm | 237.0238 | Catálogo web
BOCHEM | 8524 | Beaker with rim and handle, 18/10 steel, 2000ml, HxD=180x120mm | 327.783 | Catálogo web
BOCHEM | 8525 | Beaker with rim and handle, 18/10 steel, 3000ml, HxD=180x150mm | 385.0423 | Catálogo web
BOCHEM | 8526 | Beaker with rim and handle, 18/10 steel, 5000ml, HxD=210x180mm | 478.582 | Catálogo web
BOCHEM | 8530 | Beaker with rim, spout and handle, 18/10 steel, 100ml, HxD=60x50mm | 201.9923 | Catálogo web
BOCHEM | 8531 | Beaker with rim, spout and handle, 18/10 steel, 250ml, HxD=85x65mm | 206.8041 | Catálogo web
BOCHEM | 8532 | Beaker with rim, spout and handle, 18/10 steel, 500ml, HxD=110x80mm | 239.3049 | Catálogo web
BOCHEM | 8533 | Beaker with rim, spout and handle, 18/10 steel, 1000ml, HxD=130x100mm | 270.0075 | Catálogo web
BOCHEM | 8534 | Beaker with rim, spout and handle, 18/10 steel, 2000ml, HxD=180x120mm | 368.1925 | Catálogo web
BOCHEM | 8535 | Beaker with rim, spout and handle, 18/10 steel, 3000ml, HxD=180x150mm | 425.4852 | Catálogo web
BOCHEM | 8536 | Beaker with rim, spout and handle, 18/10 steel, 5000ml, HxD=210x180mm | 521.9553 | Catálogo web
BOCHEM | 8541 | Petri dish with lid, 18/10 steel, D=100mm, H=15mm | 95.1975 | Catálogo web
BOCHEM | 8560 | Evaporating dish high shape, 18/10 steel, 125ml, HxD=35x70mm | 88.5375 | Catálogo web
BOCHEM | 8561 | Evaporating dish high shape, 18/10 steel, 250ml, HxD=45x85mm | 101.025 | Catálogo web
BOCHEM | 8562 | Evaporating dish high shape, 18/10 steel, 500ml, HxD=55x110mm | 126 | Catálogo web
BOCHEM | 8563 | Evaporating dish high shape, 18/10 steel, 1000ml, HxD=70x140mm | 164.295 | Catálogo web
BOCHEM | 8564 | Evaporating dish high shape, 18/10 steel, 2000 ml, HxD=105x160mm | 185.925 | Catálogo web
BOCHEM | 8565 | Evaporating dish high shape, 18/10 steel, 5000 ml, HxD=160x200mm | 319.125 | Catálogo web
BOCHEM | 8566 | Laboratory pot out of aluminium, with lid, 1,5 liter, HxD=100x160mm | 92.2505 | Catálogo web
BOCHEM | 8567 | Laboratory pot out of aluminium, with lid, 3,0 liter, HxD=120x200mm | 99.9927 | Catálogo web
BOCHEM | 8568 | Laboratory pot out of aluminium, with lid, 5,2 liter, HxD=140x240mm | 109.5331 | Catálogo web
BOCHEM | 8570 | Evaporating dish flat shape, 18/10 steel, 50ml, HxD=20x60mm | 71.8875 | Catálogo web
BOCHEM | 8571 | Evaporating dish flat shape, 18/10 steel, 75ml, HxD=20x70mm | 80.2125 | Catálogo web
BOCHEM | 8572 | Evaporating dish flat shape, 18/10 steel, 100ml, HxD=20x80mm | 92.7 | Catálogo web
BOCHEM | 8581 | Dressing jar 18/10 steel, 100ml, HxD=60x60mm | 91.1349 | Catálogo web
BOCHEM | 8584 | Dressing jar 18/10 steel, 400ml, HxD=85x85mm | 103.0563 | Catálogo web
BOCHEM | 8585 | Dressing jar 18/10 steel, 700ml, HxD=100x100mm | 121.8375 | Catálogo web
BOCHEM | 8587 | Dressing jar 18/10 steel, 1200ml, HxD=120x120mm | 132.0606 | Catálogo web
BOCHEM | 8588 | Dressing jar 18/10 steel, 2500ml, HxD=150x150mm | 162.282 | Catálogo web
BOCHEM | 8590 | Laboratory bowl 18/10 steel, 1000ml, with reversed rim, polished, HxD=75x165mm | 73.1529 | Catálogo web
BOCHEM | 8591 | Laboratory bowl 18/10 steel, 2000ml, with reversed rim, ground and polished, HxD=75x220mm | 89.37 | Catálogo web
BOCHEM | 8592 | Laboratory bowl 18/10 steel, 3000ml, with reversed rim, ground and polished, HxD=95x240mm | 93.6657 | Catálogo web
BOCHEM | 8593 | Laboratory bowl 18/10 steel, 4500ml, with reversed rim, ground and polished, HxD=120x260mm | 106.4696 | Catálogo web
BOCHEM | 8594 | Laboratory bowl 18/10 steel, 6000ml, with reversed rim, ground and polished, HxD=120x305mm | 123.5191 | Catálogo web
BOCHEM | 8595 | Laboratory bowl 18/10 steel, 8000ml, with reversed rim, ground and polished, HxD=145x320mm | 132.0606 | Catálogo web
BOCHEM | 8596 | Laboratory bowl 18/10 steel, 11000ml, with reversed rim, ground and polished, HxD=135x380mm | 159.7179 | Catálogo web
BOCHEM | 8597 | Laboratory bowl 18/10 steel, 14000ml, with reversed rim, ground and polished, HxD=160x400mm | 163.5474 | Catálogo web
BOCHEM | 8600 | Laboratory bowl 18/10 steel, high shape, 750ml, HxD=75x150mm | 65.111 | Catálogo web
BOCHEM | 8601 | Laboratory bowl 18/10 steel, high shape, 1000ml, HxD=80x150mm | 70.6887 | Catálogo web
BOCHEM | 8602 | Laboratory bowl 18/10 steel, high shape, 1500ml, HxD=95x180mm | 74.5182 | Catálogo web
BOCHEM | 8603 | Laboratory bowl 18/10 steel, high shape, 2000ml, HxD=115x195mm | 77.0324 | Catálogo web
BOCHEM | 8605 | Laboratory bowl 18/10 steel, high shape, 3000ml, HxD=125x220mm | 92.8332 | Catálogo web
BOCHEM | 8606 | Laboratory bowl 18/10 steel, high shape, 4000ml, HxD=135x245mm | 95.1309 | Catálogo web
BOCHEM | 8607 | Laboratory bowl 18/10 steel, high shape, 5000ml, HxD=130x265mm | 103.1895 | Catálogo web
BOCHEM | 8608 | Laboratory bowl 18/10 steel, high shape, 6000ml, HxD=145x285mm | 108.4343 | Catálogo web
BOCHEM | 8609 | Laboratory bowl 18/10 steel, high shape, 8000ml, HxD=165x310mm | 119.6397 | Catálogo web
BOCHEM | 8610 | Laboratory bowl 18/10 steel, high shape, 9000ml, HxD=180x310mm | 138.5375 | Catálogo web
BOCHEM | 8611 | Laboratory bowl 18/10 steel, high shape, 11000ml, HxD=180x355mm | 152.2904 | Catálogo web
BOCHEM | 8620 | Dressing jar with lid 18/10 steel, DxH=102x80mm, stackable | 92.0673 | Catálogo web
BOCHEM | 8621 | Dressing jar with lid 18/10 steel, DxH=102x130mm, stackable | 100.6088 | Catálogo web
BOCHEM | 8622 | Dressing jar with lid 18/10 steel, DxH=124x130mm, stackable | 117.1755 | Catálogo web
BOCHEM | 8623 | Dressing jar with lid 18/10 steel, DxH=124x165mm, stackable | 124.0686 | Catálogo web
BOCHEM | 8624 | Dressing jar with lid 18/10 steel, DxH=180x180mm, stackable | 163.7306 | Catálogo web
BOCHEM | 8630 | Instruments tray with lid, 18/10 steel, LxWxH=210x150x40mm | 120.8884 | Catálogo web
BOCHEM | 8631 | Instruments tray with lid, 18/10 steel, LxWxH=240x180x40mm | 110.5987 | Catálogo web
BOCHEM | 8632 | Instruments tray with lid, 18/10 steel, LxWxH=270x210x40mm | 159.9161 | Catálogo web
BOCHEM | 8633 | Instruments tray with lid, 18/10 steel, LxWxH=300x240x40mm | 187.9064 | Catálogo web
BOCHEM | 8634 | Instruments tray with lid, 18/10 steel, LxWxH=360x300x40mm | 216.4944 | Catálogo web
BOCHEM | 8635 | Petri dish with lid, 18/10 steel, D=60mm, H=20mm | 69.6731 | Catálogo web
BOCHEM | 8636 | Petri dish with lid, 18/10 steel, D=75mm, H=20mm | 70.6388 | Catálogo web
BOCHEM | 8637 | Petri dish with lid, 18/10 steel, D=90mm, H=20mm | 71.8209 | Catálogo web
BOCHEM | 8638 | Petri dish with lid, 18/10 steel, D=120mm, H=20mm | 83.093 | Catálogo web
BOCHEM | 8640 | Measuring jug 18/10 steel, with spout and handle, graduation 100 ml, conical shape, HxD=165x100mm, 1000 ml | 241.5194 | Catálogo web
BOCHEM | 8642 | Measuring jug 18/10 steel, with spout and handle, graduation 100 ml, conical shape, HxD=170x125mm, 2000 ml | 462.1651 | Catálogo web
BOCHEM | 8650 | Measuring jug 18/10 steel, with spout and handle, Graduation 100ml, conical shape, 0,5 liter, HxD=125x90mm | 82.044 | Catálogo web
BOCHEM | 8651 | Measuring jug 18/10 steel, with spout and handle, Graduation 100ml, conical shape, 1 liter, HxD=140x125mm | 91.751 | Catálogo web
BOCHEM | 8652 | Measuring jug 18/10 steel, with spout and handle, Graduation 100ml, conical shape, 2 liter, HxD=170x140mm | 113.6457 | Catálogo web
BOCHEM | 8660 | Measuring jug 18/10 steel, with spout and handle, Graduation 100ml, conical shape with foot, 0,5 liter, HxD=115x115mm | 77.1322 | Catálogo web
BOCHEM | 8661 | Measuring jug 18/10 steel, with spout and handle, Graduation 100ml, conical shape with foot, 1 liter, HxD=160x140mm | 92.4836 | Catálogo web
BOCHEM | 8662 | Measuring jug 18/10 steel, with spout and handle, Graduation 100ml, conical shape with foot, 1,5 liter, HxD=160x150mm | 117.9581 | Catálogo web
BOCHEM | 8663 | Measuring jug 18/10 steel, with spout and handle, Graduation 100ml, conical shape with foot, 2 liter, HxD=185x160mm | 135.1242 | Catálogo web
BOCHEM | 8670 | Bowl with flat bottom, out of 18/10 steel, 125ml, HxD=40x80mm | 80.046 | Catálogo web
BOCHEM | 8671 | Bowl with flat bottom, out of 18/10 steel, 250 ml, HxD=50x100mm | 86.0233 | Catálogo web
BOCHEM | 8672 | Bowl with flat bottom, out of 18/10 steel, 500 ml, HxD=60x120mm | 95.6137 | Catálogo web
BOCHEM | 8673 | Bowl with flat bottom, out of 18/10 steel, 1000ml, HxD=80x160mm | 127.998 | Catálogo web
BOCHEM | 8674 | Bowl with flat bottom, out of 18/10 steel, 2000ml, HxD=100x200mm | 142.8165 | Catálogo web
BOCHEM | 8677 | Bowl with flat bottom, out of 18/10 steel, 5000ml, HxD=120x250mm | 186.7575 | Catálogo web
BOCHEM | 8693 | Dressing jar 18/10 steel, 6000ml, HxD=200x200mm | 243.0345 | Catálogo web
BOCHEM | 8700 | Laboratory tray 18/10 steel, dimensions bottom LxWxH=190x140x50mm | 170.94 | Catálogo web
BOCHEM | 8701 | Laboratory tray 18/10 steel, dimensions bottom LxWxH=250x180x60mm | 185.925 | Catálogo web
BOCHEM | 8702 | Laboratory tray 18/10 steel, dimensions bottom LxWxH=260x190x50mm | 194.25 | Catálogo web
BOCHEM | 8703 | Laboratory tray 18/10 steel, dimensions bottom LxWxH=320x260x60mm | 207.57 | Catálogo web
BOCHEM | 8704 | Laboratory tray 18/10 steel, dimensions bottom LxWxH=350x240x70mm | 219.225 | Catálogo web
BOCHEM | 8705 | Laboratory tray 18/10 steel, dimensions bottom LxWxH=400x270x80mm | 244.2 | Catálogo web
BOCHEM | 8706 | Laboratory tray 18/10 steel, dimensions bottom LxWxH=500x330x100mm | 335.775 | Catálogo web
BOCHEM | 8710 | Instruments tray with lid, 18/10 steel, 160x100x30mm | 123.6024 | Catálogo web
BOCHEM | 8711 | Instruments tray with lid, 18/10 steel, 180x120x50mm | 143.5991 | Catálogo web
BOCHEM | 8712 | Instruments tray with lid, 18/10 steel, 200x100x50mm | 151.9074 | Catálogo web
BOCHEM | 8713 | Instruments tray with lid, 18/10 steel, 220x150x50mm | 156.636 | Catálogo web
BOCHEM | 8714 | Instruments tray with lid, 18/10 steel, 280x180x60mm | 194.25 | Catálogo web
BOCHEM | 8715 | Instruments tray with lid, 18/10 steel, 300x150x100mm | 235.875 | Catálogo web
BOCHEM | 8716 | Instruments tray with lid, 18/10 steel, 300x200x50mm | 202.575 | Catálogo web
BOCHEM | 8717 | Instruments tray with lid, 18/10 steel, 500x200x80mm | 277.5 | Catálogo web
BOCHEM | 8720 | Special funnel 18/10 steel, D=120mm, H=140mm, straight tube: d=20mm, h=60mm, for powder | 244.2 | Catálogo web
BOCHEM | 8721 | Special funnel 18/10 steel, D=155mm, H=150mm, straight tube: d=30mm, h=60mm, for powder | 260.85 | Catálogo web
BOCHEM | 8722 | Special funnel 18/10 steel, D=200mm, H=180mm, straight tube: d=30mm, h=60mm, for powder | 277.5 | Catálogo web
BOCHEM | 8723 | Special funnel 18/10 steel, D=240mm, H=220mm, straight tube: d=30mm, h=60mm, for powder | 294.15 | Catálogo web
BOCHEM | 8735 | Tray 18/10 steel with 2 handles, 250x180x70mm | 148.8438 | Catálogo web
BOCHEM | 8736 | Schale aus 18/10 steel with 2 handles, 350x250x70mm | 167.3269 | Catálogo web
BOCHEM | 8740 | Ladle scoop 18/10 steel, 90ml, D=70mm, handle L=185mm, flat handle | 69.0737 | Catálogo web
BOCHEM | 8741 | Ladle scoop 18/10 steel, 150ml, D=90mm, handle L=315mm, flat handle | 74.6014 | Catálogo web
BOCHEM | 8742 | Ladle scoop 18/10 steel, 270ml, D=100mm, handle L=315mm, flat handle | 85.9734 | Catálogo web
BOCHEM | 8743 | Ladle scoop 18/10 steel, 750ml, D=140mm, handle L=345mm, flat handle | 111.1149 | Catálogo web
BOCHEM | 8744 | Ladle scoop 18/10 steel, 1000ml, D=160mm, handle L=350mm, flat handle | 157.0706 | Catálogo web
BOCHEM | 8745 | Ladle scoop 18/10 steel, 1400ml, D=180mm, handle L=350mm, flat handle | 213.8637 | Catálogo web
BOCHEM | 8760 | Dressing jar out of aluminium, D=60mm, H=20mm | 60.3158 | Catálogo web
BOCHEM | 8761 | Dressing jar out of aluminium, D=80mm, H=20mm | 63.1629 | Catálogo web
BOCHEM | 8762 | Dressing jar out of aluminium, D=100mm, H=20mm | 64.678 | Catálogo web
BOCHEM | 8770 | Dressing jar out of aluminium, D=50mm, H=50mm | 63.6791 | Catálogo web
BOCHEM | 8771 | Dressing jar out of aluminium, D=65mm, H=85mm | 67.8582 | Catálogo web
BOCHEM | 8772 | Dressing jar out of aluminium, D=80mm, H=110mm | 70.3557 | Catálogo web
BOCHEM | 8780 | Bowl with round bottom, 18/10 steel, 50ml, D=60mm, H=30mm | 71.1382 | Catálogo web
BOCHEM | 8781 | Bowl with round bottom, 18/10 steel, 80ml, D=70mm, H=35mm | 73.1362 | Catálogo web
BOCHEM | 8782 | Bowl with round bottom, 18/10 steel, 130ml, D=80mm, H=40mm | 75.3507 | Catálogo web
BOCHEM | 8783 | Bowl with round bottom, 18/10 steel, 210ml, D=90mm, H=45mm | 83.4093 | Catálogo web
BOCHEM | 8784 | Bowl with round bottom, 18/10 steel, 250ml, D=100mm, H=50mm | 88.4875 | Catálogo web
BOCHEM | 8785 | Bowl with round bottom, 18/10 steel, 450ml, D=120mm, H=60mm | 109.7496 | Catálogo web
BOCHEM | 8786 | Bowl with round bottom, 18/10 steel, 670ml, D=140mm, H=70mm | 130.945 | Catálogo web
BOCHEM | 8787 | Bowl with round bottom, 18/10 steel, 1000ml, D=160mm, H=80mm | 145.6803 | Catálogo web
BOCHEM | 8789 | Bowl with round bottom, 18/10 steel, 2000ml, D=200mm, H=100mm | 159.285 | Catálogo web
BOCHEM | 8790 | Ladle Scoop 18/10 steel, 65ml, D=60mm, L=300mm, round handle | 86.6727 | Catálogo web
BOCHEM | 8791 | Ladle Scoop 18/10 steel, 100ml, D=70mm, L=300mm, round handle | 88.6208 | Catálogo web
BOCHEM | 8792 | Ladle Scoop 18/10 steel, 175ml, D=80mm, L=300mm, round handle | 90.6521 | Catálogo web
BOCHEM | 8793 | Ladle Scoop 18/10 steel, 200ml, D=90mm, L=300mm, round handle | 98.1945 | Catálogo web
BOCHEM | 8794 | Ladle Scoop 18/10 steel, 250ml, D=100mm, L=400mm, round handle | 107.1855 | Catálogo web
BOCHEM | 8795 | Ladle Scoop 18/10 steel, 480ml, D=120mm, L=400mm, round handle | 125.4173 | Catálogo web
BOCHEM | 8796 | Ladle Scoop 18/10 steel, 670ml, D=140mm, L=400mm, round handle | 144.7146 | Catálogo web
BOCHEM | 8797 | Ladle Scoop 18/10 steel, 1000ml, D=160mm, L=400mm, round handle | 157.5351 | Catálogo web
BOCHEM | 8799 | Ladle Scoop 18/10 steel, 2000ml, D=200mm, L=500mm, round handle | 165.3123 | Catálogo web
BOCHEM | 8800 | Chemical Scoop 18/10 steel, 120ml, L=190mm, D=50mm | 69.8063 | Catálogo web
BOCHEM | 8801 | Chemical Scoop 18/10 steel, 450ml, L=250mm, D=75mm | 73.0863 | Catálogo web
BOCHEM | 8802 | Chemical Scoop 18/10 steel, 1000ml, L=320mm, D=105mm | 78.2811 | Catálogo web
BOCHEM | 8803 | Chemical Scoop 18/10 steel, 1500ml, L=350mm, D=120mm | 84.0254 | Catálogo web
BOCHEM | 8804 | Chemical Scoop 18/10 steel, 2000ml, L=370mm, D=150mm | 100.4756 | Catálogo web
BOCHEM | 8809 | Chemical Scoop 18/10 steel, 150ml, L=215mm, D=40mm | 91.6844 | Catálogo web
BOCHEM | 8810 | Chemical Scoop 18/10 steel, 250ml, L=310mm, D=82m | 224.4698 | Catálogo web
BOCHEM | 8811 | Chemical Scoop 18/10 steel, 500ml, L=350mm, D=102mm | 239.2383 | Catálogo web
BOCHEM | 8812 | Chemical Scoop 18/10 steel, 1000ml, L=390mm, D=120mm | 263.897 | Catálogo web
BOCHEM | 8813 | Chemical Scoop 18/10 steel, 2000ml, L=450mm, D=160mm | 301.2762 | Catálogo web
BOCHEM | 8814 | Scoop out of aluminium, L=65mm, 5ml | 44.6981 | Catálogo web
BOCHEM | 8815 | Scoop out of aluminium, L=85mm,10ml | 45.2808 | Catálogo web
BOCHEM | 8816 | Scoop out of aluminium, L=135mm, 50ml | 47.4953 | Catálogo web
BOCHEM | 8817 | Scoop out of aluminium, L=155mm, 65ml | 48.8439 | Catálogo web
BOCHEM | 8818 | Scoop out of aluminium, L=185mm, 90ml | 51.5745 | Catálogo web
BOCHEM | 8819 | Scoop out of aluminium, L=210mm, 160ml | 53.3894 | Catálogo web
BOCHEM | 8820 | Scoop out of aluminium, L=250mm, 240ml | 56.5029 | Catálogo web
BOCHEM | 8821 | Scoop out of aluminium, L=280mm, 400ml | 64.3783 | Catálogo web
BOCHEM | 8822 | Scoop out of aluminium, L=310mm, 480ml | 66.9258 | Catálogo web
BOCHEM | 8823 | Scoop out of aluminium, L=350mm, 900ml | 78.6308 | Catálogo web
BOCHEM | 8824 | Scoop out of aluminium, L=400mm, 1600ml | 102.3903 | Catálogo web
BOCHEM | 8825 | Scoop out of aluminium, L=430mm, 2500ml | 123.669 | Catálogo web
BOCHEM | 8827 | Scoop out of aluminium, L=250mm, 90ml | 58.2678 | Catálogo web
BOCHEM | 8828 | Scoop out of aluminium, L=285mm, 90ml | 60.8153 | Catálogo web
BOCHEM | 8830 | Pharmacy scoop, 18/10 stainless steel, L=220mm, handle D=50 mm, handle soldered | 185.925 | Catálogo web
BOCHEM | 8831 | Pharmacy scoop, 18/10 stainless steel, L=280mm, handle D=75 mm, handle soldered | 202.575 | Catálogo web
BOCHEM | 8835 | Pharma scoop 18/10 steel, 100ml. Seamless fixed handle, extremly high processing. With hanging loop. Qualified for food. | 89.6531 | Catálogo web
BOCHEM | 8836 | Pharma scoop 18/10 steel, 200ml. Seamless fixed handle, extremly high processing. With hanging loop. Qualified for food. | 91.2015 | Catálogo web
BOCHEM | 8837 | Pharma scoop 18/10 steel, 250ml. Seamless fixed handle, extremly high processing. With hanging loop. Qualified for food. | 100.8085 | Catálogo web
BOCHEM | 8838 | Pharma scoop 18/10 steel, 500ml. Seamless fixed handle, extremly high processing. With hanging loop. Qualified for food. | 128.5974 | Catálogo web
BOCHEM | 8840 | Funnel out of 18/10 steel, D=80mm, H=115mm, tube conical shape: d=17/13mm, h=50mm, without handle, with air channel | 79.2135 | Catálogo web
BOCHEM | 8841 | Funnel out of 18/10 steel, D=100mm, H=125mm, tube conical shape: d=17/13, h=65mm, with handle, with air channel | 87.4219 | Catálogo web
BOCHEM | 8842 | Funnel out of 18/10 steel, D=120mm, H=145mm, tube conical shape: d=17/13mm, h=80mm, with handle, with air channel | 93.6158 | Catálogo web
BOCHEM | 8843 | Funnel out of 18/10 steel, D=150mm, H=170mm, tube conical shape: d=27/21mm, h=90mm, with handle, with air channel | 108.3843 | Catálogo web
BOCHEM | 8844 | Funnel out of 18/10 steel, D=200mm, H=220mm, tube conical shape: d=27/21mm, h=90mm, with handle, with air channel | 121.4712 | Catálogo web
BOCHEM | 8845 | Funnel out of 18/10 steel, D=250mm, H=260mm, tube conical shape: d=27/21mm, h=90mm, with handle, with air channel | 128.6141 | Catálogo web
BOCHEM | 8851 | Metal filter for funnel, copper/plastic d=50 | 53.7223 | Catálogo web
BOCHEM | 8853 | Metal filter for funnel, copper/plastic d=105 | 64.9111 | Catálogo web
BOCHEM | 8855 | Mini funnel 18/10 steel, outlet d=4mm, drawed seamless. | 49.6598 | Catálogo web
BOCHEM | 8856 | Mini funnel 18/10 steel, outlet d=6mm, drawed seamless. | 49.6598 | Catálogo web
BOCHEM | 8857 | Mini funnel 18/10 steel, outlet d=8mm, drawed seamless. | 49.6598 | Catálogo web
BOCHEM | 8858 | Mini funnel 18/10 steel, outlet d=10mm, drawed seamless. | 49.6598 | Catálogo web
BOCHEM | 8860 | Pharma scoop. AISI 316, 100 ml | 252.525 | Catálogo web
BOCHEM | 8861 | Pharma scoop, AISI 316, 450 ml | 277.5 | Catálogo web
BOCHEM | 8862 | Pharma scoop, AISI 316, 1000 ml | 335.775 | Catálogo web
BOCHEM | 8863 | Pharma scoop, AISI 316, 2000 ml | 352.425 | Catálogo web
BOCHEM | 8870 | Pipette box out of 18/10 steel, 70x70x210mm, silicone covered bottom and lid, sterilizable up to 205 °C | 212.6982 | Catálogo web
BOCHEM | 8871 | Pipette box out of 18/10 steel, 70x70x290mm, silicone covered bottom and lid, sterilizable up to 205 °C | 214.6129 | Catálogo web
BOCHEM | 8872 | Pipette box out of 18/10 steel, 70x70x340mm, silicone covered bottom and lid, sterilizable up to 205 °C | 252.7081 | Catálogo web
BOCHEM | 8873 | Pipette box out of 18/10 steel, 70x70x430mm, silicone covered bottom and lid, sterilizable up to 205 °C | 267.0105 | Catálogo web
BOCHEM | 8874 | Pipette box out of 18/10 steel, 70x70x490mm, Silikoneinlage im bottom und lid, sterilizable up to 205 °C | 313.2475 | Catálogo web
BOCHEM | 8881 | Crucible 18/10 steel, D=35mm, H=35mm, 25ml, lid order separately | 111.2647 | Catálogo web
BOCHEM | 8882 | Crucible 18/10 steel, D=40mm, H=35mm, 30ml, lid order separately | 110.9151 | Catálogo web
BOCHEM | 8883 | Crucible 18/10 steel, D=50mm, H=45mm, 70ml, lid order separately | 119.0403 | Catálogo web
BOCHEM | 8891 | Lid for Crucible 8881, 18/10 steel, D=35mm | 98.028 | Catálogo web
BOCHEM | 8892 | Lid for Crucible 8882, 18/10 steel, D=40mm | 98.5109 | Catálogo web
BOCHEM | 8893 | Lid for Crucible 8883, 18/10 steel, D=50mm | 101.1249 | Catálogo web
BOCHEM | 8901 | Polish-fix for stainless steel, grain 60 (rough). Universal Cleaner: cleans, polishes and mat-finishes. For dry and wet application, with water, solvents or detergents. Suitable for jobs around the house, workshop and leisure, for working metal, paints, wood, leather and rubber. | 65.9768 | Catálogo web
BOCHEM | 8902 | Polish-fix for stainless steel, grain 120 (middle). Universal Cleaner: cleans, polishes and mat-finishes. For dry and wet application, with water, solvents or detergents. Suitable for jobs around the house, workshop and leisure, for working metal, paints, wood, leather and rubber. | 65.9768 | Catálogo web
BOCHEM | 8903 | Polish-fix for stainless steel, grain 240 (fine). Universal Cleaner: cleans, polishes and mat-finishes. For dry and wet application, with water, solvents or detergents. Suitable for jobs around the house, workshop and leisure, for working metal, paints, wood, leather and rubber. | 65.9768 | Catálogo web
BOCHEM | 8930 | Mortar with foot, 18/10 steel, 250 ml, D=100mm, pestle order separately (order no. 8936) | 93.5991 | Catálogo web
BOCHEM | 8931 | Mortar with foot, 18/10 steel, 500 ml, D=120mm, pestle order separately (order no. 8936) | 111.5978 | Catálogo web
BOCHEM | 8932 | Mortar with foot, 18/10 steel, 750 ml, D=140mm, pestle order separately (order no. 8936) | 142.7166 | Catálogo web
BOCHEM | 8933 | Mortar with foot, 18/10 steel, 1000 ml, D=160mm, pestle order separately (order no. 8936) | 161.2814 | Catálogo web
BOCHEM | 8934 | Mortar with foot, 18/10 steel, 1500 ml, D=180mm, pestle order separately (order no. 8936) | 165.7119 | Catálogo web
BOCHEM | 8935 | Mortar with foot, 18/10 steel, 2000 ml, D=200mm, pestle order separately (order no. 8936) | 183.0446 | Catálogo web
BOCHEM | 8936 | Pestle 18/10 steel, L=140mm, D=28/24mm | 177.1671 | Catálogo web
BOCHEM | 8961 | Sterilizing box for 10 Petri dishes d=100mm, 18/10 steel, D=120mm, H=250mm | 376.0514 | Catálogo web
BOCHEM | 8980 | Pipette box out of 18/10 steel, round, D=50mm, L=390mm, silicone covered bottom and lid, sterilizable up to 205 °C | 203.7738 | Catálogo web
BOCHEM | 8981 | Pipette box out of 18/10 steel, rand, D=50mm, L=425mm, silicone covered bottom and lid, sterilizable up to 205 °C | 204.7562 | Catálogo web
BOCHEM | 8982 | Pipette box out of 18/10 steel, rand, D=65mm, L=380mm, silicone covered bottom and lid, sterilizable up to 205 °C | 209.0019 | Catálogo web
BOCHEM | 8983 | Pipette box out of 18/10 steel, rand, D=65mm, L=450mm, silicone covered bottom and lid, sterilizable up to 205 °C | 214.2799 | Catálogo web
BOCHEM | 8984 | Pipette box out of 18/10 steel, rand, D=80mm, L=380mm, silicone covered bottom and lid, sterilizable up to 205 °C | 219.6413 | Catálogo web
BOCHEM | 8985 | Pipette box out of 18/10 steel, rand, D=80mm, L=500mm, silicone covered bottom and lid, sterilizable up to 205 °C | 233.0778 | Catálogo web
BOCHEM | 8993 | Universal handle for glass beaker 18/10 steel, D=80-100mm | 129.1302 | Catálogo web
BOCHEM | 8995 | Universal handle for glass beaker 18/10 steel, D=140-155mm | 148.8605 | Catálogo web
BOCHEM | 8996 | Universal handle for glass beaker 18/10 steel, D=170-190mm | 153.7056 | Catálogo web
BOCHEM | 9003 | Propeller stirrer with 4 blades, 18/10 steel, L=300mm, D=50mm, shaft diameter 8mm | 114.345 | Catálogo web
BOCHEM | 9004 | Propeller stirrer with 4 blades, 18/10 steel, L=400mm, D=50mm, shaft diameter 8mm | 116.676 | Catálogo web
BOCHEM | 9005 | Propeller stirrer with 4 blades, 18/10 steel, L=500mm, D=50mm, shaft diameter 8mm | 120.1725 | Catálogo web
BOCHEM | 9009 | Propeller stirrer with 4 blades, 18/10 steel, L=300mm, D=100mm, shaft diameter 8mm | 116.01 | Catálogo web
BOCHEM | 9010 | Propeller stirrer with 4 blades, 18/10 steel, L=400mm, D=100mm, shaft diameter 8mm | 118.674 | Catálogo web
BOCHEM | 9011 | Propeller stirrer with 4 blades, 18/10 steel, L=500mm, D=100mm, shaft diameter 8mm | 122.1705 | Catálogo web
BOCHEM | 9012 | Propeller stirrer with 4 blades, 18/10 steel, L=500mm, D=70mm, shaft diameter 8mm | 150.975 | Catálogo web
BOCHEM | 9013 | Propeller stirrer with 4 blades, 18/10 steel, L=650mm, D=100mm, shaft diameter 10mm | 160.965 | Catálogo web
BOCHEM | 9014 | Propeller stirrer with 4 blades, 18/10 steel, L=800mm, D=100mm, shaft diameter 10mm | 169.275 | Catálogo web
BOCHEM | 9020 | Viscosity stirrer for liquids of low viscosity, RPM 200-700, D=80mm, L=500mm, d=10mm | 3325.8236 | Catálogo web
BOCHEM | 9021 | Viscosity stirrer for liquids of low viscosity, RPM 120-500, D=120mm, L=500mm, d=10mm | 3407.9081 | Catálogo web
BOCHEM | 9025 | Turbine stirrer, 18/10 stainless steel, D=45mm, d=7mm, L=400mm | 413.6554 | Catálogo web
BOCHEM | 9026 | Turbine stirrer, 18/10 stainless steel, D=66mm, d=7mm, L=400mm | 648.8991 | Catálogo web
BOCHEM | 9030 | Radial stirrer, 18/10 stainless steel, D=50mm, d=7mm, L=400mm | 413.6554 | Catálogo web
BOCHEM | 9053 | Propeller stirrer with 4 blades (vertical), 18/10, L=300mm, D=50mm, shaft diameter 8mm | 126.8325 | Catálogo web
BOCHEM | 9054 | Propeller stirrer with 4 blades (vertical), 18/10, L=400mm, D=50mm, shaft diameter 8mm | 129.33 | Catálogo web
BOCHEM | 9055 | Propeller stirrer with 4 blades (vertical), 18/10, L=500mm, D=50mm, shaft diameter 8mm | 132.8265 | Catálogo web
BOCHEM | 9056 | Propeller stirrer with 4 blades (vertical), 18/10, L=300mm, D=100mm, shaft diameter 10mm | 134.658 | Catálogo web
BOCHEM | 9057 | Propeller stirrer with 4 blades (vertical), 18/10, L=400mm, D=100mm, shaft diameter 10mm | 139.1535 | Catálogo web
BOCHEM | 9058 | Propeller stirrer with 4 blades (vertical), 18/10, L=500mm, D=100mm, shaft diameter 10mm | 143.8155 | Catálogo web
BOCHEM | 9103 | Propeller stirrer with 3 blades, 18/10 steel, L=300mm, D=50mm, shaft diameter 8mm | 112.1805 | Catálogo web
BOCHEM | 9104 | Propeller stirrer with 3 blades, 18/10 steel, L=400mm, D=50mm, shaft diameter 8mm | 113.679 | Catálogo web
BOCHEM | 9105 | Propeller stirrer with 3 blades, 18/10 steel, L=500mm, D=50mm, shaft diameter 8mm | 117.342 | Catálogo web
BOCHEM | 9109 | Propeller stirrer with 3 blades, 18/10 steel, L=300mm, D=70mm, shaft diameter 8mm | 113.679 | Catálogo web
BOCHEM | 9110 | Propeller stirrer with 3 blades, 18/10 steel, L=400mm, D=70mm, shaft diameter 8mm | 116.8425 | Catálogo web
BOCHEM | 9111 | Propeller stirrer with 3 blades, 18/10 steel, L=500mm, D=70mm, shaft diameter 8mm | 120.006 | Catálogo web
BOCHEM | 9112 | Propeller stirrer with 3 blades, 18/10 steel, L=300mm, D=100mm, shaft diameter 10mm | 135.99 | Catálogo web
BOCHEM | 9113 | Propeller stirrer with 3 blades, 18/10 steel, L=400mm, D=100mm, shaft diameter 10mm | 142.4835 | Catálogo web
BOCHEM | 9114 | Propeller stirrer with 3 blades, 18/10 steel, L=500mm, D=100mm, shaft diameter 10mm | 146.979 | Catálogo web
BOCHEM | 9115 | Propeller stirrer with 3 blades, 18/10 steel, L=650mm, D=70mm, shaft diameter 10mm | 162.615 | Catálogo web
BOCHEM | 9116 | Propeller stirrer with 3 blades, 18/10 steel, L=800mm, D=100mm, shaft diameter 10mm | 175.935 | Catálogo web
BOCHEM | 9120 | Propeller stirrer with 3 blades, 1 casting piece, L=300mm, D=50mm, shaft diameter 8mm | 161.949 | Catálogo web
BOCHEM | 9121 | Propeller stirrer with 3 blades, 1 casting piece, L=400mm, D=50mm, shaft diameter 8mm | 164.946 | Catálogo web
BOCHEM | 9122 | Propeller stirrer with 3 blades, 1 casting piece, L=500mm, D=50mm, shaft diameter 8mm | 168.1095 | Catálogo web
BOCHEM | 9123 | Propeller stirrer with 3 blades, 1 casting piece, L=300mm, D=70mm, shaft diameter 8mm | 173.271 | Catálogo web
BOCHEM | 9124 | Propeller stirrer with 3 blades, 1 casting piece, L=400mm, D=70mm, shaft diameter 8mm | 175.7685 | Catálogo web
BOCHEM | 9125 | Propeller stirrer with 3 blades, 1 casting piece, L=500mm, D=70mm, shaft diameter 8mm | 177.7665 | Catálogo web
BOCHEM | 9126 | Propeller stirrer with 3 blades,1 casting piece, L=300mm, D=100mm, shaft diameter 10mm | 154.29 | Catálogo web
BOCHEM | 9127 | Propeller stirrer with 3 blades, 1 casting piece, L=400mm, D=100mm, shaft diameter 10mm | 156.621 | Catálogo web
BOCHEM | 9128 | Propeller stirrer with 3 blades, 1 casting piecel, L=500mm, D=100mm, shaft diameter 10mm | 158.952 | Catálogo web
BOCHEM | 9129 | Propeller stirrer with 3 blades, 1 casting piecel, L=650mm, D=70mm, shaft diameter 10mm | 163.947 | Catálogo web
BOCHEM | 9130 | Propeller stirrer with 3 blades, 1 casting piece, L=800mm, D=100mm, shaft diameter 10mm | 170.274 | Catálogo web
BOCHEM | 9209 | Centrifugal stirrer with 2 blades, 18/10 steel, L=300mm, D=90/10mm, shaft diameter 8mm, for jars with tight neck | 103.356 | Catálogo web
BOCHEM | 9210 | Centrifugal stirrer with 2 blades, 18/10 steel, L=400mm, D=90/10mm, shaft diameter 8mm, for jars with tight neck | 104.688 | Catálogo web
BOCHEM | 9211 | Centrifugal stirrer with 2 blades, 18/10 steel, L=500mm, D=90/10mm, shaft diameter 8mm, for jars with tight neck | 107.8515 | Catálogo web
BOCHEM | 9212 | Centrifugal stirrer with 2 blades, 18/10 steel, L=300mm, D=90/10mm, shaft diameter 10mm, for jars with tight neck | 107.019 | Catálogo web
BOCHEM | 9213 | Centrifugal stirrer with 2 blades, 18/10 steel, L=400mm, D=90/10mm, shaft diameter 10mm, for jars with tight neck | 111.8475 | Catálogo web
BOCHEM | 9214 | Centrifugal stirrer with 2 blades, 18/10 steel, L=500mm, D=90/10mm, shaft diameter 10mm, for jars with tight neck | 116.5095 | Catálogo web
BOCHEM | 9215 | Centrifugal stirrer with 2 blades, 18/10 steel, L=650mm, D=90/10mm, shaft diameter 10mm, for jars with tight neck | 150.1425 | Catálogo web
BOCHEM | 9216 | Centrifugal stirrer with 2 blades, PTFE coated, L=500mm, D=90/10mm, shaft diameter 8mm, for jars with tight neck | 157.4685 | Catálogo web
BOCHEM | 9403 | Paddle stirrer with 3 holes, 18/10 steel, L=300mm, D=70mm, shaft diameter 8mm | 121.671 | Catálogo web
BOCHEM | 9404 | Paddle stirrer with 3 holes, 18/10 steel, L=400mm, D=70mm, shaft diameter 8mm | 123.003 | Catálogo web
BOCHEM | 9405 | Paddle stirrer with 3 holes, 18/10 steel, L=500mm, D=70mm, shaft diameter 8mm | 125.667 | Catálogo web
BOCHEM | 9406 | Paddle stirrer with 3 holes, 18/10 steel, L=300mm, D=70mm, shaft diameter 10mm | 125.1675 | Catálogo web
BOCHEM | 9407 | Paddle stirrer with 3 holes, 18/10 steel, L=400mm, D=70mm, shaft diameter 10mm | 128.997 | Catálogo web
BOCHEM | 9408 | Paddle stirrer with 3 holes, 18/10 steel, L=500mm, D=70mm, shaft diameter 10mm | 133.659 | Catálogo web
BOCHEM | 9503 | Paddle stirrer with 6 holes, 18/10 steel, L=300mm, D=70mm, shaft diameter 8mm | 121.671 | Catálogo web
BOCHEM | 9504 | Paddle stirrer with 6 holes, 18/10 steel, L=400mm, D=70mm, shaft diameter 8mm | 123.003 | Catálogo web
BOCHEM | 9505 | Paddle stirrer with 6 holes, 18/10 steel, L=500mm, D=70mm, shaft diameter 8mm | 125.667 | Catálogo web
BOCHEM | 9506 | Paddle stirrer with 6 holes, 18/10 steel, L=300mm, D=70mm, shaft diameter 10mm | 125.1675 | Catálogo web
BOCHEM | 9507 | Paddle stirrer with 6 holes, 18/10 steel, L=400mm, D=70mm, shaft diameter 10mm | 127.998 | Catálogo web
BOCHEM | 9508 | Paddle stirrer with 6 holes, 18/10 steel, L=500mm, D=70mm, shaft diameter 10mm | 133.4925 | Catálogo web
BOCHEM | 9603 | Propeller stirrer with 2 flexible blades, 18/10 steel, L=300mm, D=60mm, shaft diameter 8mm | 115.1775 | Catálogo web
BOCHEM | 9604 | Propeller stirrer with 2 blades, 18/10 steel, L=400mm, D=60mm, shaft diameter 8mm | 116.5095 | Catálogo web
BOCHEM | 9605 | Propeller stirrer with 2 blades, 18/10 steel, L=500mm, D=60mm, shaft diameter 8mm | 118.5075 | Catálogo web
BOCHEM | 9610 | Anchor stirrer, stainless steel 18/10, D=70mm, d=8mm, L=500mm | 226.7175 | Catálogo web
BOCHEM | 9611 | Anchor stirrer, stainless steel 18/10, D=90mm, d=10mm, L=650mm | 253.191 | Catálogo web
BOCHEM | 9612 | Anchor stirrer, stainless steel 18/10, D=140mm, d=10mm, L=800mm | 269.508 | Catálogo web
BOCHEM | 9703 | Propeller stirrer with 2 fix blades, 18/10 steel, L=300mm, D=50mm, shaft diameter 8mm | 102.5235 | Catálogo web
BOCHEM | 9704 | Propeller stirrer with 2 fix blades, 18/10 steel, L=400mm, D=50mm, shaft diameter 8mm | 105.5205 | Catálogo web
BOCHEM | 9705 | Propeller stirrer with 2 fix blades, 18/10 steel, L=500mm, D=50mm, shaft diameter 8mm | 108.1845 | Catálogo web
BOCHEM | 10020 | Wire basket 18/10 steel electrolytical polished, anti magnetic, 100x100x100mm | 109.5331 | Catálogo web
BOCHEM | 10021 | Wire basket 18/10 steel electrolytical polished, anti magnetic, 120x120x100mm | 111.4646 | Catálogo web
BOCHEM | 10022 | Wire basket 18/10 steel electrolytical polished, anti magnetic, 120x120x120mm | 120.0726 | Catálogo web
BOCHEM | 10023 | Wire basket 18/10 steel electrolytical polished, anti magnetic, 150x100x100mm | 127.9314 | Catálogo web
BOCHEM | 10024 | Wire basket 18/10 steel electrolytical polished, anti magnetic, 140x140x140mm | 130.945 | Catálogo web
BOCHEM | 10025 | Wire basket 18/10 steel electrolytical polished, anti magnetic, 150x150x150mm | 154.5564 | Catálogo web
BOCHEM | 10026 | Wire basket 18/10 steel electrolytical polished, anti magnetic, 160x160x160mm | 144.4315 | Catálogo web
BOCHEM | 10027 | Wire basket 18/10 steel electrolytical polished, anti magnetic, 200x150x150mm | 159.4499 | Catálogo web
BOCHEM | 10028 | Wire basket 18/10 steel electrolytical polished, anti magnetic, 180x180x150mm | 155.5038 | Catálogo web
BOCHEM | 10029 | Wire basket 18/10 steel electrolytical polished, anti magnetic, 180x180x180mm | 159.0003 | Catálogo web
BOCHEM | 10030 | Wire basket 18/10 steel electrolytical polished, anti magnetic, 200x200x150mm | 172.1721 | Catálogo web
BOCHEM | 10031 | Wire basket 18/10 steel electrolytical polished, anti magnetic, 200x200x200mm | 156.621 | Catálogo web
BOCHEM | 10032 | Wire basket 18/10 steel electrolytical polished, anti magnetic, 250x150x150mm | 196.3313 | Catálogo web
BOCHEM | 10033 | Wire basket 18/10 steel electrolytical polished, anti magnetic, 300x200x150mm | 215.8118 | Catálogo web
BOCHEM | 10050 | Wire basket 18/10 steel electrolytical polished, anti magnetic, round, with handle, D=100mm, H=80mm | 137.5884 | Catálogo web
BOCHEM | 10051 | Wire basket 18/10 steel electrolytical polished, anti magnetic, round, with handle, D=120mm, H=100mm | 141.0682 | Catálogo web
BOCHEM | 10052 | Wire basket 18/10 steel electrolytical polished, anti magnetic, round, with handle, D=150mm, H=120mm | 159.2834 | Catálogo web
BOCHEM | 10053 | Wire basket 18/10 steel electrolytical polished, anti magnetic, round, with handle, D=180mm, H=160mm | 178.932 | Catálogo web
BOCHEM | 10054 | Wire basket 18/10 steel electrolytical polished, anti magnetic, round, with handle, D=210mm, H=180mm | 204.3732 | Catálogo web
BOCHEM | 10055 | Wire basket 18/10 steel electrolytical polished, anti magnetic, round, with handle, D=240mm, H=180mm | 241.2197 | Catálogo web
BOCHEM | 10056 | Wire basket 18/10 steel electrolytical polished, anti magnetic, round, with handle, D=270mm, H=180mm | 266.2946 | Catálogo web
BOCHEM | 10057 | Wire basket 18/10 steel electrolytical polished, anti magnetic, round, with handle, D=300mm, H=200mm | 298.3958 | Catálogo web
BOCHEM | 10071 | Wire basket 18/10 steel electrolytical polished, anti magnetic, 400x300x200mm, 2 cross-ties | 337.6898 | Catálogo web
BOCHEM | 10073 | Wire basket 18/10 steel electrolytical polished, anti magnetic, 500x300x250mm, 2 cross-ties | 399.1948 | Catálogo web
BOCHEM | 10076 | Wire basket 18/10 steel electrolytical polished, anti magnetic, 600x400x300mm, 2 cross-ties | 418.3091 | Catálogo web
BOCHEM | 10100 | polished, anti magnetic, 50x50x50mm | 101.8075 | Catálogo web
BOCHEM | 10101 | polished, anti magnetic, 80x80x50mm | 132.1272 | Catálogo web
BOCHEM | 10102 | polished, anti magnetic, 100x100x75mm | 158.8837 | Catálogo web
BOCHEM | 10103 | polished, anti magnetic, 150x150x75mm | 170.6403 | Catálogo web
BOCHEM | 10104 | polished, anti magnetic, 200x200x100mm | 233.0611 | Catálogo web
BOCHEM | 10105 | polished, anti magnetic, 275x200x150mm | 348.9951 | Catálogo web
BOCHEM | 10106 | polished, anti magnetic, 300x300x100mm | 411.4159 | Catálogo web
BOCHEM | 10107 | polished, anti magnetic, 350x350x150mm | 438.1725 | Catálogo web
BOCHEM | 10120 | Wire basket 18/10 steel electrolytical polished, anti magnetic, 400x300x200mm, with handle, 2 cross-ties | 415.6284 | Catálogo web
BOCHEM | 10130 | Draining rack, polyamide coated, 420x160x610mm, for 65 test tubes and flasks, with drip pan | 258.7521 | Catálogo web
BOCHEM | 10140 | Draining rack, polyamide coated, 420x160x610mm, for 44 test tubes and flasks, with drip pan | 302.9579 | Catálogo web
BOCHEM | 10170 | Test tube stand 18/10 steel electrolytical polished, D=16mm, for 2x6 test tubes | 89.1535 | Catálogo web
BOCHEM | 10171 | Test tube stand 18/10 steel electrolytical polished, D=16mm, for 2x10 test tubes | 105.1709 | Catálogo web
BOCHEM | 10172 | Test tube stand 18/10 steel electrolytical polished, D=16mm, for 2x12 test tubes | 105.1709 | Catálogo web
BOCHEM | 10173 | Test tube stand 18/10 steel electrolytical polished, D=16mm, for 3x12 test tubes | 110.9484 | Catálogo web
BOCHEM | 10174 | Test tube stand 18/10 steel electrolytical polished, D=16mm, for 4x6 test tubes | 105.1709 | Catálogo web
BOCHEM | 10175 | Test tube stand 18/10 steel electrolytical polished, D=16mm, for 4x12 test tubes | 113.3793 | Catálogo web
BOCHEM | 10176 | Test tube stand 18/10 steel electrolytical polished, D=16mm, for 10x10 test tubes | 134.7745 | Catálogo web
BOCHEM | 11015 | Lab-Jack out of aluminium, EPOXI powder coated, green, DIN 12897, Height 55-120mm, 100x100mm, with adjusting wheel, operating load (Kg max dynamic) according to DIN 12 897 | 324.8859 | Catálogo web
BOCHEM | 11016 | Lab-Jack out of aluminium anodized, blue, DIN 12897, Height 55-120mm, 100x100mm, with adjusting wheel, operating load (Kg max dynamic) according to DIN 12 897 | 347.3467 | Catálogo web
BOCHEM | 11020 | Lab-Jack out of aluminium, EPOXI powder coated, green, DIN 12897, Height 60-275mm, 160x130mm, with adjusting wheel, operating load (Kg max dynamic) according to DIN 12 897 | 269.8077 | Catálogo web
BOCHEM | 11021 | Lab-Jack out of aluminium anodized, blue, DIN 12897, Height 60-275mm, 160x130mm, with adjusting wheel, operating load (Kg max dynamic) according to DIN 12 897 | 292.5683 | Catálogo web
BOCHEM | 11022 | Lab-Jack out of aluminium MAXI (30% more height), EPOXI powder coated, green, Height 75-400mm, 160x130mm, with adjusting wheel, operating load (Kg max dynamic) according to DIN 12 897 | 348.7953 | Catálogo web
BOCHEM | 11030 | Lab-Jack out of aluminium, EPOXI powder coated, green, DIN 12897, Height 60-275mm, 200x200mm, with adjusting wheel, operating load (Kg max dynamic) according to DIN 12 897 | 307.8363 | Catálogo web
BOCHEM | 11031 | Lab-Jack out of aluminium anodized, blue, DIN 12897, Height 60-275mm, 200x200mm, with adjusting wheel, operating load (Kg max dynamic) according to DIN 12 897 | 330.1639 | Catálogo web
BOCHEM | 11032 | Lab-Jack out of aluminium MAXI (30% more height), EPOXI powder coated, green, Height 75-400mm, 200x200mm, with adjusting wheel, operating load (Kg max dynamic) according to DIN 12 897 | 385.8582 | Catálogo web
BOCHEM | 11040 | Lab-Jack out of aluminium, EPOXI powder coated, green, DIN 12897, Height 60-275mm, 240x240mm, with adjusting wheel, operating load (Kg max dynamic) according to DIN 12 897 | 345.6318 | Catálogo web
BOCHEM | 11041 | Lab-Jack out of aluminium anodized, blue, DIN 12897, Height 60-275mm, 240x240mm, with adjusting wheel. | 379.015 | Catálogo web
BOCHEM | 11080 | Lab-Jack out of aluminium, EPOXI powder coated, green, DIN 12897, Height 90-470mm, 300x300mm, with adjusting wheel for ratchet, operating load (Kg max dynamic) according to DIN 12 897 | 1028.8979 | Catálogo web
BOCHEM | 11081 | Lab-Jack out of aluminium anodized, blue, DIN 12897, Height 90-470mm, 300x300mm, with adjusting wheel for ratchet, operating load (Kg max dynamic) according to DIN 12 897 | 1148.5614 | Catálogo web
BOCHEM | 11088 | Ratchet for support jacks with adjusting wheel for ratchet, dimensions: 300x300 and 400x400mm | 121.8541 | Catálogo web
BOCHEM | 11090 | Lab-Jack out of aluminium, EPOXI powder coated, green, DIN 12897, Height 90-470mm, 400x400mm, with adjusting wheel for ratchet, operating load (Kg max dynamic) according to DIN 12 897 | 1443 | Catálogo web
BOCHEM | 11091 | Lab-Jack out of aluminium anodized, blue, DIN 12897, Height 90-470mm, 400x400mm, with adjusting wheel for ratchet, operating load (Kg max dynamic) according to DIN 12 897 | 1609.5 | Catálogo web
BOCHEM | 11115 | Lab-Jack 18/10, DIN12897, 100x100mm, with adjusting wheel, Height 55-120mm, operating load (Kg max dynamic) according to DIN 12897 | 325.3688 | Catálogo web
BOCHEM | 11120 | Lab-Jack 18/10, DIN12897, 160x130mm, with adjusting wheel, Height 60-275mm, operating load (Kg max dynamic) according to DIN 12 897 | 334.9092 | Catálogo web
BOCHEM | 11122 | Lab-Jack out of 18/10 MAXI (30% more height), Height 75-400mm, 160x130mm, with adjusting wheel, operating load (Kg max dynamic) according to DIN 12 897 | 405.5218 | Catálogo web
BOCHEM | 11123 | Lab-Jack 18/10, DIN12897, 160x130mm, with adjusting metal wheel, Height 60-275mm, operating load (Kg max dynamic) according to DIN 12 897 | 368.7087 | Catálogo web
BOCHEM | 11130 | Lab-Jack 18/10, DIN12897, 200x200mm, with adjusting wheel, Height 60-275mm, operating load (Kg max dynamic) according to DIN 12 897 | 397.1802 | Catálogo web
BOCHEM | 11132 | Lab-Jack 18/10steel MAXI (30% more height), Height 75-400mm, 200x200mm, with adjusting wheel, operating load (Kg max dynamic) according to DIN 12 897 | 482.2617 | Catálogo web
BOCHEM | 11133 | Lab-Jack 18/10, DIN12897, 200x200mm, with adjusting metal wheel, Height 60-275mm, operating load (Kg max dynamic) according to DIN 12 897 | 431.1795 | Catálogo web
BOCHEM | 11140 | Lab-Jack 18/10, DIN12897, 240x240mm, with adjusting wheel, Height 60-275mm, operating load (Kg max dynamic) according to DIN 12 897 | 422.1386 | Catálogo web
BOCHEM | 11143 | Lab-Jack 18/10, DIN12897, 240x240mm, with adjusting metal wheel, Height 60-275mm, operating load (Kg max dynamic) according to DIN 12 897 | 456.5874 | Catálogo web
BOCHEM | 11180 | Lab-Jack 18/10, DIN12897, 300x300mm, with adjusting wheel for ratchet (incl.). Height 90-470mm, operating load (Kg max dynamic) according to DIN 12 897 | 1934.175 | Catálogo web
BOCHEM | 11190 | Lab-Jack 18/10, DIN12897, 400x400mm, with adjusting wheel for ratchet (incl.), Height 90-470mm, operating load (Kg max dynamic) according to DIN 12 897 | 2375.4 | Catálogo web
BOCHEM | 11220 | Electrical lift LIFT 240 First electrical lab jack of compact design! More and more lab activities are performed in the hood. However, space conditions are often quite restricted there. This is the reason why the new electrical “Lift 240“ of BOCHEM comes with motor and control system integrated in the lab jack. Ensuring an absolutely stable stand and wobble-free lifting and lowering, it offers perfect safety. The extremely robust, highly precise scissor technology of 18/10 steel and the electronic components are durably protected using a bellows of chemically resistant PTFE. And since every hood is only really safe, if it remains closed, the lab jack is operated by a remote control! The design of the electrical “Lift 240“ is identical with that of the mechanical 240 x 240 mm BOCHEM lab jack. Both variants can be used and replaced, as desired, in existing structures. An end stop can be manually adjusted at the outside. Properties: Dimensions, retracted (LxWxH): 240 x 240 x 120 mm Max. height: 300 mm Workspace (LxW): 240 x 240 mm Weight: 6 kg Lifting speed: 180 mm/min Max. lifting of scissor: 180 mm Max. load capacity (dynamic): 25 kg Nominal torque: 8 Nm Degree of protection: IP 30 Supply voltage transformer: 100-240 VAC, 50/60 Hz Output: 24 V Battery remote control: 3 V, Lithiumzelle CR2430 Permissible ambient temperature: 5 - 45°C Noise emission: < 80 dB (A) Material work space: 18/10 Stahl Material body: 18/10 Stahl Material corrugated bellows: PUR | 4244.5013 | Catálogo web
BOCHEM | 11230 | Remote control for lab jack Lift 240 | 309.7455 | Catálogo web
BOCHEM | 11300 | Laboratory worktable (1) 18/10 steel, 1000x750x900mm, without ground board, drawer right und left | 4384.3057 | Catálogo web
BOCHEM | 11301 | Laboratory worktable (1) 18/10 steel, 1500x750x900mm, without ground board, drawer right und left | 4711.3742 | Catálogo web
BOCHEM | 11302 | Laboratory worktable (1) 18/10 steel, 2000x750x900mm, without ground board, drawer right und left | 5115.324 | Catálogo web
BOCHEM | 11303 | Laboratory worktable (1) 18/10 steel, 2500x750x900mm, without ground board, drawer right und left | 5530.2004 | Catálogo web
BOCHEM | 11304 | Laboratory worktable (1) 18/10 steel, 3000x750x900mm, without ground board, drawer right und left | 6496.3999 | Catálogo web
BOCHEM | 11310 | Laboratory worktable (2) 18/10 steel, 1000x750x900mm, with ground board, drawer right und left | 4771.4182 | Catálogo web
BOCHEM | 11311 | Laboratory worktable (2) 18/10 steel, 1500x750x900mm, with ground board, drawer right und left | 5339.1416 | Catálogo web
BOCHEM | 11312 | Laboratory worktable (2) 18/10 steel, 2000x750x900mm, with ground board, drawer right und left | 5906.8442 | Catálogo web
BOCHEM | 11313 | Laboratory worktable (2) 18/10 steel, 2500x750x900mm, with ground board, drawer right und left | 6469.0939 | Catálogo web
BOCHEM | 11314 | Laboratory worktable (2) 18/10 steel, 3000x750x900mm, with ground board, drawer right und left | 7583.3327 | Catálogo web
BOCHEM | 11321 | Laboratory worktable (3) 18/10 steel, 1500x750x900mm, with ground board, 1 drawerblock right with 2 drawer GN 1/1-100 and 1 drawer GN 1/1-200 | 6899.7877 | Catálogo web
BOCHEM | 11322 | Laboratory worktable (3) 18/10 steel, 2000x750x900mm, with ground board, 1 drawerblock right with 2 drawer GN 1/1-100 and 1 drawer GN 1/1-200 | 7608.6615 | Catálogo web
BOCHEM | 11323 | Laboratory worktable (3) 18/10 steel, 2500x750x900mm, with ground board, 1 drawerblock right with 2 drawer GN 1/1-100 and 1 drawer GN 1/1-200 | 8296.9309 | Catálogo web
BOCHEM | 11324 | Laboratory worktable (3) 18/10 steel, 3000x750x900mm, with ground board, 1 drawerblock right with 2 drawer GN 1/1-100 and 1 drawer GN 1/1-200 | 9688.9958 | Catálogo web
BOCHEM | 11332 | Laboratory worktable (4) 18/10 steel, 2000x750x900mm, without ground board, 2 drawerblocks à 2 drawer GN 1/1-100 and 1 drawer GN 1/1-200, right und left | 9906.2158 | Catálogo web
BOCHEM | 11333 | Laboratory worktable (4) 18/10 steel, 2500x750x900mm, without ground board, 2 drawerblocks à 2 drawer GN 1/1-100 and 1 drawer GN 1/1-200, right und left | 10159.8161 | Catálogo web
BOCHEM | 11334 | Laboratory worktable (4) 18/10 steel, 3000x750x900mm, without ground board, 2 drawerblocks à 2 drawer GN 1/1-100 and 1 drawer GN 1/1-200, right und left | 11355.0988 | Catálogo web
BOCHEM | 11350 | Wall cupboard with sliding door 18/10 steel, 1000x350x600mm | 3828.5912 | Catálogo web
BOCHEM | 11351 | Wall cupboard with sliding door 18/10 steel, 1500x350x600mm | 4700.6349 | Catálogo web
BOCHEM | 11352 | Wall cupboard with sliding door 18/10 steel, 2000x350x600mm | 5590.5358 | Catálogo web
BOCHEM | 11353 | Wall cupboard with sliding door 18/10 steel, 2500x350x600mm | 6496.0669 | Catálogo web
BOCHEM | 11354 | Wall cupboard with sliding door 18/10 steel, 3000x350x600mm | 8255.5764 | Catálogo web
BOCHEM | 11380 | Laboratory worktable (6) 18/10 steel, 1000x750x900mm, with sliding doors | 5373.1701 | Catálogo web
BOCHEM | 11381 | Laboratory worktable (6) 18/10 steel, 1500x750x900mm, with sliding doors | 7432.7751 | Catálogo web
BOCHEM | 11382 | Laboratory worktable (6) 18/10 steel, 2000x750x900mm, with sliding doors | 9150.7221 | Catálogo web
BOCHEM | 11383 | Laboratory worktable (6) 18/10 steel, 2500x750x900mm, with sliding doors | 10511.6931 | Catálogo web
BOCHEM | 11384 | Laboratory worktable (6) 18/10 steel, 3000x750x900mm, with sliding doors | 13150.6972 | Catálogo web
BOCHEM | 11391 | Laboratory worktable (7) 18/10 steel, 1600x750x900mm, with sliding doors, 1 drawerblock à 2 drawer GN 1/1-100 and 1 drawer GN 1/1-200 right | 8985.2002 | Catálogo web
BOCHEM | 11392 | Laboratory worktable (7) 18/10 steel, 2100x750x900mm, with sliding doors, 1 drawerblock à 2 drawer GN 1/1-100 and 1 drawer GN 1/1-200 right | 10708.3296 | Catálogo web
BOCHEM | 11393 | Laboratory worktable (7) 18/10 steel, 2500x750x900mm, with sliding doors, 1 drawerblock à 2 drawer GN 1/1-100 and 1 drawer GN 1/1-200 right | 12079.5403 | Catálogo web
BOCHEM | 11394 | Laboratory worktable (7) 18/10 steel, 3000x750x900mm, with sliding doors, 1 drawerblock à 2 drawer GN 1/1-100 and 1 drawer GN 1/1-200 right | 13787.2268 | Catálogo web
BOCHEM | 11402 | Laboratory worktable (5) 18/10 steel, 2100x750x900mm, with sliding doors, with drawerblock à 2 drawer GN 1/1-100 and 1 drawer GN 1/1-200, left/right | 13678.5647 | Catálogo web
BOCHEM | 11403 | Laboratory worktable (5) 18/10 steel, 2500x750x900mm, with sliding doors, with drawerblock à 2 drawer GN 1/1-100 and 1 drawer GN 1/1-200, left/right | 15060.2649 | Catálogo web
BOCHEM | 11404 | Laboratory worktable (5) 18/10 steel, 3000x750x900mm, with sliding doors, with drawerblock à 2 drawer GN 1/1-100 and 1 drawer GN 1/1-200, left/right | 16757.4827 | Catálogo web
BOCHEM | 11410 | Laboratory cart, 18/10 Steel, LxWxH=900x600x940mm, 2 plates (800x500mm), kg max 40 kg/plate | 933.7431 | Catálogo web
BOCHEM | 11411 | Laboratory cart, 18/10 Steel, LxWxH=900x600x940mm, 3 plates (800x500mm), kg max 40 kg/plate | 1093.2501 | Catálogo web
BOCHEM | 11417 | Laboratory cart 4, 18/10 steel, collapsible, surface matt finish, robust pushing handle, 2 guide and 2 fixed rolls, LxWxH=785x450x850mm | 2111.714 | Catálogo web
BOCHEM | 11418 | Laboratory cart 4, 18/10 steel, fix, surface matt finish, robust pushing handle, 2 guide and 2 fixed rolls, LxWxH=1000x650x850mm | 1992.6498 | Catálogo web
BOCHEM | 11421 | PVC-bags, set with 25 pieces, 120 l, for safety litter box 11422 | 79.0304 | Catálogo web
BOCHEM | 11422 | Safety litter box 18/10 Stainless Steel with swinging lid and handles left and right, each side +25mm, LxWxH=410x310x745mm, PVC-bags set with 25 pieces, please order separately (11421) | 1143.3 | Catálogo web
BOCHEM | 11424 | PUSH Safety litter box, DxH=290x650 mm, 18/10 steel, PVC-bags to be ordered separately: 11421 | 263.4474 | Catálogo web
BOCHEM | 11425 | Canister out of 18/10 steel, 20 liter, with screw closure, please order filling tube separately | 790.6197 | Catálogo web
BOCHEM | 11426 | Canister out of 18/10 steel, 10 liter, with screw closure, please order filling tube separately | 707.8859 | Catálogo web
BOCHEM | 11427 | Filling Tube 18/10 steel for stainless steel canister 11425, 11426 | 186.6909 | Catálogo web
BOCHEM | 11430 | Laboratory cart 3, 18/10 steel, demountable, 2 steering wheels with lock, 2 plates, plate 800x500 mm, 40kg max/plate, LxWxH=900x600x940mm | 436.8072 | Catálogo web
BOCHEM | 11431 | Laboratory cart 3, 18/10 steel, demountable, 2 steering wheels with lock, 3 plates, plate 800x500 mm, 40 kg max/plate, LxBxH=900x600x940mm | 468.3756 | Catálogo web
BOCHEM | 11500 | Laboratory worktable (1) 18/10 steel, 1000x750x750mm, without ground board, drawer right und left | 4134.3476 | Catálogo web
BOCHEM | 11501 | Laboratory worktable (1) 18/10 steel, 1500x750x750mm, without ground board, drawer right und left | 4321.0774 | Catálogo web
BOCHEM | 11502 | Laboratory worktable (1) 18/10 steel, 2000x750x750mm, without ground board, drawer right und left | 4691.3526 | Catálogo web
BOCHEM | 11503 | Laboratory worktable (1) 18/10 steel, 2500x750x750mm, without ground board, drawer right und left | 5071.6594 | Catálogo web
BOCHEM | 11504 | Laboratory worktable (1) 18/10 steel, 3000x750x750mm, without ground board, drawer right und left | 5957.3353 | Catálogo web
BOCHEM | 11510 | Laboratory worktable (2) 18/10 steel, 1000x750x750mm, with ground board, drawer right und left | 4969.0746 | Catálogo web
BOCHEM | 11511 | Laboratory worktable (2) 18/10 steel, 1500x750x750mm, with ground board, drawer right und left | 5339.1416 | Catálogo web
BOCHEM | 11512 | Laboratory worktable (2) 18/10 steel, 2000x750x750mm, with ground board, drawer right und left | 5906.8442 | Catálogo web
BOCHEM | 11513 | Laboratory worktable (2) 18/10 steel, 2500x750x750mm, with ground board, drawer right und left | 6469.0939 | Catálogo web
BOCHEM | 11514 | Laboratory worktable (2) 18/10 steel, 3000x750x750mm, with ground board, drawer right und left | 7583.3327 | Catálogo web
BOCHEM | 11521 | Laboratory worktable (3) 18/10 steel, 1500x750x750mm, with ground board, 1 drawerblock right with 3 drawer GN 1/1-100 | 6613.4494 | Catálogo web
BOCHEM | 11522 | Laboratory worktable (3) 18/10 steel, 2000x750x750mm, with ground board, 1 drawerblock right with 3 drawer GN 1/1-100 | 7292.7902 | Catálogo web
BOCHEM | 11523 | Laboratory worktable (3) 18/10 steel, 2500x750x750mm, with ground board, 1 drawerblock right with 3 drawers GN 1/1-100 | 7952.3799 | Catálogo web
BOCHEM | 11524 | Laboratory worktable (3) 18/10 steel, 3000x750x750mm, with ground board, 1 drawerblock right with 3 drawer GN 1/1-100 | 9286.4404 | Catálogo web
BOCHEM | 11532 | Laboratory worktable (4) 18/10 steel, 2000x750x750mm, without ground board, 2 drawerblocks à 3 drawer GN 1/1-100, right und left | 9082.9982 | Catálogo web
BOCHEM | 11533 | Laboratory worktable (4) 18/10 steel, 2500x750x750mm, without ground board, 2 drawerblocks à 3 drawer GN 1/1-100, right und left | 9315.4738 | Catálogo web
BOCHEM | 11534 | Laboratory worktable (4) 18/10 steel, 3000x750x750mm, without ground board, 2 drawerblocks à 3 drawer GN 1/1-100, right und left | 10411.1479 | Catálogo web
BOCHEM | 11580 | Laboratory worktable (6) 18/10 steel, 1000x750x750mm, with sliding doors | 4927.7201 | Catálogo web
BOCHEM | 11581 | Laboratory worktable (6) 18/10 steel, 1500x750x750mm, with sliding doors | 6815.6844 | Catálogo web
BOCHEM | 11582 | Laboratory worktable (6) 18/10 steel, 2000x750x750mm, with sliding doors | 8390.4623 | Catálogo web
BOCHEM | 11583 | Laboratory worktable (6) 18/10 steel, 2500x750x750mm, with sliding doors | 9638.0259 | Catálogo web
BOCHEM | 11584 | Laboratory worktable (6) 18/10 steel, 3000x750x750mm, with sliding doors | 12057.1253 | Catálogo web
BOCHEM | 11591 | Laboratory worktable (7) 18/10 steel, 1600x750x750mm, with sliding doors, 1 drawerblock à 3 drawer GN 1/1-100 right | 8238.7391 | Catálogo web
BOCHEM | 11592 | Laboratory worktable (7) 18/10 steel, 2100x750x750mm, with sliding doors, 1 drawerblock à 3 drawer GN 1/1-100 right | 9818.283 | Catálogo web
BOCHEM | 11593 | Laboratory worktable (7) 18/10 steel, 2500x750x750mm, with sliding doors, 1 drawerblock à 3 drawer GN 1/1-100 right | 11075.2331 | Catálogo web
BOCHEM | 11594 | Laboratory worktable (7) 18/10 steel, 3000x750x750mm, with sliding doors, 1 drawerblock à 3 drawer GN 1/1-100 right | 12640.6037 | Catálogo web
BOCHEM | 11602 | Laboratory worktable (5) 18/10 steel, 2100x750x750mm, with sliding doors, with drawerblock à 3 drawer GN 1/1-100, left/right | 12540.9951 | Catálogo web
BOCHEM | 11603 | Laboratory worktable (5) 18/10 steel, 2500x750x750mm, with sliding doors, with drawerblock à 3 drawer GN 1/1-100, left/right | 13807.5606 | Catálogo web
BOCHEM | 11604 | Laboratory worktable (5) 18/10 steel, 3000x750x750mm, with sliding doors, with drawerblock à 3 drawer GN 1/1-100, left/right | 15363.3366 | Catálogo web
BOCHEM | 11610 | Disposable alu dishes, round, 28ml, (100 pieces) | 89.6031 | Catálogo web
BOCHEM | 11611 | Disposable Alu dishes, round, 110ml, (100 pieces) | 102.3903 | Catálogo web
BOCHEM | 11613 | Disposable Alu dishes, round, 125ml, (100 pieces) | 123.669 | Catálogo web
BOCHEM | 11615 | Disposable Alu dishes, round, 280ml, (100 pieces) | 153.4226 | Catálogo web
BOCHEM | 11781 | Laboratory worktable (3) 18/10 steel, 1500x750x900mm, with ground board, 1 drawerblock left with 2 drawer GN 1/1-100 and 1 drawer GN 1/1-200 | 6327.111 | Catálogo web
BOCHEM | 11782 | Laboratory worktable (3) 18/10 steel, 2000x750x900mm, with ground board, 1 drawerblock left with 2 drawer GN 1/1-100 and 1 drawer GN 1/1-200 | 6976.9189 | Catálogo web
BOCHEM | 11783 | Laboratory worktable (3) 18/10 steel, 2500x750x900mm, with ground board, 1 drawerblock left with 2 drawer GN 1/1-100 and 1 drawer GN 1/1-200 | 7607.829 | Catálogo web
BOCHEM | 11784 | Laboratory worktable (3) 18/10 steel, 3000x750x900mm, with ground board, 1 drawerblock left with 2 drawer GN 1/1-100 and 1 drawer GN 1/1-200 | 8879.0565 | Catálogo web
BOCHEM | 11791 | Laboratory worktable (7) 18/10 steel, 1600x750x900mm, with sliding doors, 1 drawerblock à 2 drawer GN 1/1-100 and 1 drawer GN 1/1-200 left | 8238.7391 | Catálogo web
BOCHEM | 11792 | Laboratory worktable (7) 18/10 steel, 2100x750x900mm, with sliding doors, 1 drawerblock à 2 drawer GN 1/1-100 and 1 drawer GN 1/1-200 left | 9818.283 | Catálogo web
BOCHEM | 11793 | Laboratory worktable (7) 18/10 steel, 2500x750x900mm, with sliding doors, 1 drawerblock à 2 drawer GN 1/1-100 and 1 drawer GN 1/1-200 left | 11075.2331 | Catálogo web
BOCHEM | 11794 | Laboratory worktable (7) 18/10 steel, 3000x750x900mm, with sliding doors, 1 drawerblock à 2 drawer GN 1/1-100 and 1 drawer GN 1/1-200 left | 12640.6037 | Catálogo web
BOCHEM | 11921 | Laboratory worktable (3) 18/10 steel, 1500x750x750mm, with ground board, 1 drawerblock left with 3 drawer GN 1/1-100 | 6327.111 | Catálogo web
BOCHEM | 11922 | Laboratory worktable (3) 18/10 steel, 2000x750x750mm, with ground board, 1 drawerblock left with 3 drawer GN 1/1-100 | 6976.9189 | Catálogo web
BOCHEM | 11923 | Laboratory worktable (3) 18/10 steel, 2500x750x750mm, with ground board, 1 drawerblock left with 3 drawer GN 1/1-100 | 7607.829 | Catálogo web
BOCHEM | 11924 | Laboratory worktable (3) 18/10 steel, 3000x750x750mm, with ground board, 1 drawerblock left with 3 drawer GN 1/1-100 | 8883.885 | Catálogo web
BOCHEM | 11991 | Laboratory worktable (7) 18/10 steel, 1600x750x750mm, with sliding doors, 1 drawerblock à 3 drawer GN 1/1-100 left | 8238.7391 | Catálogo web
BOCHEM | 11992 | Laboratory worktable (7) 18/10 steel, 2100x750x750mm, with sliding doors, 1 drawerblock à 3 drawer GN 1/1-100 left | 9818.283 | Catálogo web
BOCHEM | 11993 | Laboratory worktable (7) 18/10 steel, 2500x750x750mm, with sliding doors, 1 drawerblock à 3 drawer GN 1/1-100 left | 11075.2331 | Catálogo web
BOCHEM | 11994 | Laboratory worktable (7) 18/10 steel, 3000x750x750mm, with sliding doors, 1 drawerblock à 3 drawer GN 1/1-100 left | 12640.6037 | Catálogo web
BOCHEM | 12000 | Needle holder type KOLLE, aluminium, with plasic handle, L=230mm | 57.4853 | Catálogo web
BOCHEM | 12001 | Eye 18/10 steel for Needle holder KOLLE L=100mm, D=1,5mm | 45.4806 | Catálogo web
BOCHEM | 12002 | Eye 18/10 steel for Needle holder KOLLE L=100mm, D=2,5mm | 45.4806 | Catálogo web
BOCHEM | 12003 | Eye 18/10 steel for Needle holder KOLLE L=100mm, D=4mm | 45.4806 | Catálogo web
BOCHEM | 12004 | Dissecting needle for Needle holder KOLLE 18/10, L=100mm | 44.7647 | Catálogo web
BOCHEM | 12005 | Lancet 18/10 steel for Needle holder KOLLE, L=100mm | 46.9292 | Catálogo web
BOCHEM | 12006 | Needle holder type KOLLE, stainless steel magnetic, L=120mm | 62.9964 | Catálogo web
BOCHEM | 12010 | Dissecting needle, straight, L=140mm, with plastic handle | 45.9634 | Catálogo web
BOCHEM | 12011 | Dissecting needle, bent, L=140mm, with plastic handle | 46.9292 | Catálogo web
BOCHEM | 12012 | Dissecting needle, Lancet, L=140mm, with plastic handle | 48.2612 | Catálogo web
BOCHEM | 12017 | Dissecting set, stainless steel magnetic, 8 pieces: Scissors sharp L=110mm, Forceps anatomical L=145mm, Scalpel 35mm blade L=150mm, Scalpel 45mm blade L=160mm, Dressing scissor L=140mm, Forceps sharp L=120mm, Dissecting needle L=140mm, Lancet L=140mm. | 113.6457 | Catálogo web
BOCHEM | 12020 | Dissecting needle, stainless steel magnetic, Lancet, L=140mm, with stainless steel handle | 56.12 | Catálogo web
BOCHEM | 12030 | Dissecting needle, stainless steel magnetic, straight, L=140mm, with stainless steel handle | 54.5549 | Catálogo web
BOCHEM | 12035 | Dissecting needle, stainless steel magnetic, bent, L=140mm, with stainless steel handle | 54.5549 | Catálogo web
BOCHEM | 12110 | Precision vernier calliper, hardened stainless steel. With winding- and weight table on the backside. Total length 150mm, length to measure 140mm,length of mouth 45mm | 232.2744 | Catálogo web
BOCHEM | 12115 | Micrometer DIGITAL with 5 digits LCD-display 0-25mm, accuracy +/- 0,002mm, readability 0,001mm, mm/inch changeable | 430.3678 | Catálogo web
BOCHEM | 12116 | Vernier calliper DIGITAL with 5 digits LCD-display, accuracy +/- 0,03mm, readability 0,01mm, conversion mm/inch, stainless steel magnetic | 263.4932 | Catálogo web
BOCHEM | 12120 | WILO-Pinch cock, zincked, D=10mm, plastic screw | 60.2825 | Catálogo web
BOCHEM | 12121 | WILO-Pinch cock, zincked, D=15mm, plastic screw | 70.0393 | Catálogo web
BOCHEM | 12122 | WILO-Pinch cock, zincked, D=20mm, plastic screw | 72.5202 | Catálogo web
BOCHEM | 12130 | Tubing clips, 18/10 steel, D=10mm, d=7-9,5mm | 48.461 | Catálogo web
BOCHEM | 12131 | Tubing clips, 18/10 steel, D=12mm, d=8-11,5mm | 48.461 | Catálogo web
BOCHEM | 12132 | Tubing clips, 18/10 steel, D=14mm, d=10-14mm | 48.461 | Catálogo web
BOCHEM | 12133 | Tubing clips, 18/10 steel, D=17mm, d=13-16,5mm | 48.461 | Catálogo web
BOCHEM | 12134 | Tubing clips, 18/10 steel, D=21mm, d=17-20,5mm | 48.7773 | Catálogo web
BOCHEM | 12135 | Tubing clips, 18/10 steel, D=25mm, d=21-25mm | 48.7773 | Catálogo web
BOCHEM | 12136 | Tubing clips, 18/10 steel, D=29mm, d=25-29mm | 49.0104 | Catálogo web
BOCHEM | 12137 | Tubing clips, 18/10 steel, D=33mm, d=30-33mm | 49.0104 | Catálogo web
BOCHEM | 12138 | Tubing clips, 18/10 steel, D=37mm, d=34-37mm | 49.1769 | Catálogo web
BOCHEM | 12139 | Tubing clips, 18/10 steel, D=41mm, d=36-39mm | 49.1769 | Catálogo web
BOCHEM | 12210 | Glass tube cutter, brass nickel plated, D=40mm, complete with hard metal wheel (12211) | 100.5921 | Catálogo web
BOCHEM | 12211 | Spare part hard metal wheel f. glass tube cutter 12210 | 65.011 | Catálogo web
BOCHEM | 12230 | Knive with wooden handle, L=100mm, collapsible, with hook to hang up | 89.3034 | Catálogo web
BOCHEM | 12240 | Multipurpuse plier, 18/10 stainless steel, L= 160 mm, 9 pieces, including belt bag | 110.7319 | Catálogo web
BOCHEM | 12250 | Glass cutter with plastic handle, L=180mm, complete with hard metal blade (12251) | 158.1512 | Catálogo web
BOCHEM | 12251 | Spare part hard metal blade for glass cutter 12250, blade 40x18mm | 128.4975 | Catálogo web
BOCHEM | 12300 | Brush for tubes, iron wire zincked, with natural brushes, D=20mm, L=1000mm, brush head=150mm | 51.5412 | Catálogo web
BOCHEM | 12310 | Brush for test tubes, iron wire zincked, with natural brushes, D=20mm, L=270mm, brush head L=110mm | 49.1936 | Catálogo web
BOCHEM | 12312 | Brush for test tubes, iron wire zincked, with natural brushes, D=30mm, L=260mm, brush head L=130mm | 50.0594 | Catálogo web
BOCHEM | 12319 | Brush for flasks, iron wire zincked, with natural brushes, D=55mm, L=420mm, brush head L=140mm | 51.741 | Catálogo web
BOCHEM | 12320 | Brush for flasks, iron wire zincked, with natural brushes, D=50mm, L=380mm, brush head L=130mm | 50.9252 | Catálogo web
BOCHEM | 12321 | Brush for flasks, iron wire zincked, with natural brushes, D=63mm, L=480mm, brush head L=120mm | 53.9888 | Catálogo web
BOCHEM | 12322 | Brush for flasks, iron wire zincked, with natural brushes, D=80mm, L=550mm, brush head L=190mm | 59.3501 | Catálogo web
BOCHEM | 12340 | Brush for flasks, iron wire zincked, with natural brushes, bent, D=50mm, L=340mm, brush head L=120mm | 51.2082 | Catálogo web
BOCHEM | 12341 | Brush for flasks, iron wire zincked, with natural brushes, bent, D=55mm, L=420mm, brush head L=140mm | 52.5069 | Catálogo web
BOCHEM | 12342 | Brush for flasks, iron wire zincked, with natural brushes, bent, D=60mm, L=470mm, brush head L=170mm | 56.5862 | Catálogo web
BOCHEM | 12430 | Corc borer set with ejector, tube: brass, nickel plated, corc borer: brass chromed, ejector: stainless steel with plastic knob. 3 pieces, for boring 5 / 6,25 / 7,5 | 152.625 | Catálogo web
BOCHEM | 12431 | Corc borer set with ejector, tube: brass, nickel plated, corc borer: brass chromed, ejector: stainless steel with plastic knob, 6 pieces, for boring 5 / 6,25 / 7,5 / 8,75 / 10 / 11,25 | 235.875 | Catálogo web
BOCHEM | 12432 | Corc borer set with ejector, tube: brass, nickel plated, corc borer: brass chromed, ejector: stainless steel with plastic knob, 9 pieces, for boring 5 / 6,25 / 7,5 / 8,75 / 10 / 11,25 / 12,5 / 13,75 / 15 | 319.125 | Catálogo web
BOCHEM | 12433 | Corc borer set with ejector, tube: brass, nickel plated, corc borer: brass chromed, ejector: stainless steel with plastic knob, 12 pieces, for boring 5 / 6,25 / 7,5 / 8,75 / 10 / 11,25 / 12,5 / 13,75 / 15 / 16,25 / 17,5 / 18,75 | 402.375 | Catálogo web
BOCHEM | 12434 | Corc borer set with ejector, tube: brass, nickel plated, corc borer: brass chromed, ejector: stainless steel with plastic knob, 15 piece5, for boring 5 / 6,25 / 7,5 / 8,75 / 10 / 11,25 / 12,5 / 13,75 / 15 / 16,25 / 17,5 / 18,75 / 20 / 21,25 / 22,5 | 527.25 | Catálogo web
BOCHEM | 12435 | Corc borer set with ejector, tube: brass, nickel plated, corc borer: brass chromed, ejector: stainless steel with plastic knob, 18 pieces, for boring 5 / 6,25 / 7,5 / 8,75 / 10 / 11,25 / 12,5 / 13,75 / 15 / 16,25 / 17,5 / 18,75 / 20 / 21,25 / 22,5 / 23,75 / 25 / 26,5 | 652.125 | Catálogo web
BOCHEM | 12440 | Corc borer sharpener, stainless steel magnetic, with plastic handle, L=150mm, for Corc borer sets 1-18 pieces (from 5 up to 26,25mm) | 96.363 | Catálogo web
BOCHEM | 12519 | Pinch cock type MOHR, brass nickel plated, L=40mm, D=15mm | 47.6451 | Catálogo web
BOCHEM | 12520 | Pinch cock type MOHR, brass nickel plated, L=50mm, D=25mm | 48.2445 | Catálogo web
BOCHEM | 12521 | Pinch cock type MOHR, brass nickel plated, L=60mm, D=30mm | 48.8439 | Catálogo web
BOCHEM | 12522 | Pinch cock type MOHR, brass nickel plated, L=70mm, D=35mm | 49.7264 | Catálogo web
BOCHEM | 12523 | Pinch cock type MOHR, brass nickel plated, L=80mm, D=40mm | 50.3257 | Catálogo web
BOCHEM | 12530 | Pinch cock type HOFFMANN, W=12mm, brass nickel plated, with flap | 50.026 | Catálogo web
BOCHEM | 12531 | Pinch cock type HOFFMANN, W=17mm, brass nickel plated, with flap | 51.2249 | Catálogo web
BOCHEM | 12532 | Pinch cock type HOFFMANN, W=20mm, brass nickel plated, with flap | 51.8243 | Catálogo web
BOCHEM | 12533 | Pinch cock type HOFFMANN, W=25mm, brass nickel plated, with flap | 52.7067 | Catálogo web
BOCHEM | 12534 | Pinch cock type HOFFMANN, W=30mm, brass nickel plated, with flap | 53.3061 | Catálogo web
BOCHEM | 12535 | Pinch cock type HOFFMANN, W=40mm, brass nickel plated, with flap | 54.7879 | Catálogo web
BOCHEM | 12536 | Pinch cock type HOFFMANN, W=48mm, brass nickel plated, with flap | 56.2032 | Catálogo web
BOCHEM | 12540 | Pinch cock type HOFFMANN, W=50mm, heavy type, with flap, brass nickel plated | 66.2099 | Catálogo web
BOCHEM | 12541 | Pinch cock type HOFFMANN, W=60mm, heavy type, with flap, brass nickel plated | 67.5752 | Catálogo web
BOCHEM | 12542 | Pinch cock type HOFFMANN, W=70mm, heavy type, with flap, brass nickel plated | 69.2568 | Catálogo web
BOCHEM | 12545 | Pinch cock 18/10 steel, W=40mm, one side open | 65.7603 | Catálogo web
BOCHEM | 12606 | Signograph | 52.0407 | Catálogo web
BOCHEM | 12607 | Sintered carbide stylus | 56.6195 | Catálogo web
BOCHEM | 12608 | diamond stylus 2,5 x 18 mm | 61.2149 | Catálogo web
BOCHEM | 12609 | modelling tool, ball tip | 65.7936 | Catálogo web
BOCHEM | 12610 | modelling tool, pointed | 70.3724 | Catálogo web
BOCHEM | 12611 | adapter for spare stylus | 74.9511 | Catálogo web
BOCHEM | 12615 | HACCP Cutting board, blue, LxWxH=610x460x25mm, made of polyethylene, not toxic, suitable for dish washer, heat resistant up to 90°C, hygienic | 180.9633 | Catálogo web
BOCHEM | 12616 | HACCP Cutting board, white, LxWxH=610x460x25mm, made of polyethylene, not toxic, suitable for dish washer, heat resistant up to 90°C, hygienic | 180.9633 | Catálogo web
BOCHEM | 12620 | Diamant pencil with octahedron point and wooden handle, L=150mm | 148.694 | Catálogo web
BOCHEM | 12621 | Diamant pencil with octahedron point, metal, L=150mm | 148.7938 | Catálogo web
BOCHEM | 12630 | Steel ruler | 48.2612 | Catálogo web
BOCHEM | 12631 | Steel ruler | 50.0427 | Catálogo web
BOCHEM | 12640 | Scalpel for easy demands, not sterile, L=150mm, blue handle, made of impact-resistant polystyrene, , mounted blade, blades (different types) available | 47.745 | Catálogo web
BOCHEM | 12641 | Scalpel for easy demands, not sterile, L=150mm, yellow handle, made of impact-resistant polystyrene, , mounted blade, blades (different types) available | 47.745 | Catálogo web
BOCHEM | 12642 | Scalpel for easy demands, not sterile, L=150mm, red handle, made of impact-resistant polystyrene, , mounted blade, blades (different types) available | 47.745 | Catálogo web
BOCHEM | 12645 | Blade for scalpel 12640, 12641 & 12642, steel (10 pieces) | 51.075 | Catálogo web
BOCHEM | 12646 | Blade for scalpel 12640, 12641 & 12642, steel (10 pieces) | 51.075 | Catálogo web
BOCHEM | 12647 | Blade for scalpel 12640, 12641 & 12642, steel (10 pieces) | 51.075 | Catálogo web
BOCHEM | 12675 | Scalpel, stainless steel magnetic, with wooden handle, L=150mm | 57.1856 | Catálogo web
BOCHEM | 12676 | Scalpel, stainless steel magnetic, with metal handle, L=150mm | 57.1856 | Catálogo web
BOCHEM | 12701 | Triangle, steel zincked, with clay tubes, L=50mm | 48.6608 | Catálogo web
BOCHEM | 12702 | Triangle, steel zincked, with clay tubes, L=60mm | 48.8439 | Catálogo web
BOCHEM | 12703 | Triangle, steel zincked, with clay tubes, L=70mm | 50.0927 | Catálogo web
BOCHEM | 12751 | Wire gauze with ceramic center, 120x120mm | 48.9438 | Catálogo web
BOCHEM | 12752 | Wire gauze with ceramic center, 150x150mm | 50.0927 | Catálogo web
BOCHEM | 12753 | Wire gauze with ceramic center, 200x200mm | 55.8702 | Catálogo web
BOCHEM | 12800 | Weighing scoop out of 18/10 steel, L=70mm, D=32mm | 58.5009 | Catálogo web
BOCHEM | 12801 | Weighing scoop out of 18/10 steel, L=90mm, D=32mm | 58.9338 | Catálogo web
BOCHEM | 12802 | Weighing scoop out of 18/10 steel, L=105mm, D=32mm | 59.5998 | Catálogo web
BOCHEM | 12803 | Weighing scoop out of 18/10 steel, L=120mm, D=32mm | 60.0827 | Catálogo web
BOCHEM | 12804 | Weighing scoop out of 18/10 steel, L=120mm, D=30-65mm | 97.8115 | Catálogo web
BOCHEM | 12805 | Weighing scoop out of 18/10 steel, L=160mm, D=30-75mm | 102.8898 | Catálogo web
BOCHEM | 12806 | Weighing scoop out of 18/10 steel, L=200mm, D=55-100mm | 114.0953 | Catálogo web
BOCHEM | 12810 | Weighing scoop out of aluminium, L=70mm, D=32mm | 52.2572 | Catálogo web
BOCHEM | 12811 | Weighing scoop out of aluminium, L=90mm, D=32mm | 52.74 | Catálogo web
BOCHEM | 12812 | Weighing scoop out of aluminium, L=105mm, D=32mm | 53.2229 | Catálogo web
BOCHEM | 12813 | Weighing scoop out of aluminium, L=120mm, D=32mm | 53.8722 | Catálogo web
BOCHEM | 12954 | With non-return valve, Resistant plastic, Consumption 8 ltr/min, Connection 1/2'', 3/4'', Tube D=12mm | 42.8832 | Catálogo web
BOCHEM | 17021 | Triple clamp 18/10 steel, d=100mm, holder for Schott-flanges to change the vessel and lid alternating, shaft d=15mm | 1609.0213 | Catálogo web
BOCHEM | 17022 | Triple clamp 18/10 steel, d=120mm, holder for Schott-flanges to change the vessel and lid alternating, shaft d=15mm | 1836.4603 | Catálogo web
BOCHEM | 17023 | Triple clamp 18/10 steel, d=150mm, holder for Schott-flanges to change the vessel and lid alternating, shaft d=15mm | 1973.0111 | Catálogo web
BOCHEM | 17024 | Triple clamp 18/10 steel, d=200mm, holder for Schott-flanges to change the vessel and lid alternating, shaft d=26,9mm | 2064.0242 | Catálogo web
BOCHEM | 17031 | Rod to center 18/10 steel, L=300mm, shaft d=15mm | 182.4701 | Catálogo web
BOCHEM | 17200 | Support clamp 18/10 stainless steel/PTFE 1, DN 60, for reactors and other vessels, user friendly through joint screws, for Schott laboratory flat flanges, with 2 support bars 15 x 200 mm | 1710.3366 | Catálogo web
BOCHEM | 17201 | Support clamp 18/10 stainless steel/PTFE 1, DN 100, for reactors and other vessels, user friendly through joint screws, for Schott laboratory flat flanges, with 2 support bars 15 x 200 mm | 1724.7596 | Catálogo web
BOCHEM | 17202 | Support clamp 18/10 stainless steel/PTFE 1, DN 120, for reactors and other vessels, user friendly through joint screws, for Schott laboratory flat flanges, with 2 support bars 15 x 200 mm | 1825.3673 | Catálogo web
BOCHEM | 17203 | Support clamp 18/10 stainless steel/PTFE 1, DN 150, for reactors and other vessels, user friendly through joint screws, for Schott laboratory flat flanges, with 2 support bars 15 x 200 mm | 1954.8418 | Catálogo web
BOCHEM | 17204 | Support clamp 18/10 stainless steel/PTFE 1, DN 200, for reactors and other vessels, user friendly through joint screws, for Schott laboratory flat flanges, with 2 support bars 15 x 200 mm | 2113.0168 | Catálogo web
BOCHEM | 17205 | KF Kugelflange clamp DN 100, with 2 support bars 15x200mm. For reactors and other vessels. User friendly through joint screws. | 1784.3042 | Catálogo web
BOCHEM | 17206 | KF Kugelflange clamp DN 150, with 2 support bars 15x200mm. For reactors and other vessels. User friendly through joint screws. | 2022.4616 | Catálogo web
BOCHEM | 17207 | KF ''Kugelflange'' clamp DN 200, with 2 support bars 15x200mm. For reactors and other vessels. User friendly through joint screws. | 2186.2144 | Catálogo web
BOCHEM | 17210 | Support clamp 18/10 stainless steel/PTFE 1, DN 60, for reactors and other vessels, user friendly through joint screws, for Schott laboratory flat flanges, with 2 supporting devices for tubes 26,9mm | 1796.646 | Catálogo web
BOCHEM | 17211 | Support clamp 18/10 stainless steel/PTFE 1, DN 100, for reactors and other vessels, user friendly through joint screws, for Schott laboratory flat flanges, with 2 supporting devices for tubes 26,9mm | 1811.0274 | Catálogo web
BOCHEM | 17212 | Support clamp 18/10 stainless steel/PTFE 1, DN 120, for reactors and other vessels, user friendly through joint screws, for Schott laboratory flat flanges, with 2 supporting devices for tubes 26,9mm | 1911.6975 | Catálogo web
BOCHEM | 17213 | Support clamp 18/10 stainless steel/PTFE 1, DN 150, for reactors and other vessels, user friendly through joint screws, for Schott laboratory flat flanges, with 2 supporting devices for tubes 26,9mm | 2041.1512 | Catálogo web
BOCHEM | 17214 | Support clamp 18/10 stainless steel/PTFE 1, DN 200, for reactors and other vessels, user friendly through joint screws, for Schott laboratory flat flanges, with 2 supporting devices for tubes 26,9mm | 2199.3263 | Catálogo web
BOCHEM | 17215 | KF Kugelflange clamp DN 100, for reactors and other vessels, user friendly through joint screws, for Schott ball and socket system / Kugel-flange, with 2 supporting devices for tubes 26,9mm | 1873.5482 | Catálogo web
BOCHEM | 17216 | KF Kugelflange clamp DN 150, for reactors and other vessels, user friendly through joint screws, for Schott ball and socket system / Kugel-flange, with 2 supporting devices for tubes 26,9mm | 2111.7056 | Catálogo web
BOCHEM | 17217 | KF Kugelflange clamp DN 200, for reactors and other vessels, user friendly through joint screws, for Schott ball and socket system / Kugel-flange, with 2 supporting devices for tubes 26,9mm | 2275.4167 | Catálogo web
BOCHEM | 17218 | Supporting fork 18/10 Steel, with vertical and centric holder, Shaft 250x15mm, L=400mm | 370.0948 | Catálogo web
BOCHEM | 17300 | Transport basket stackable 18/10 steel, LxWxH=600x400x300mm, mesh dimension 10x10x3mm | 967.6841 | Catálogo web
BOCHEM | 17301 | Transport basket stackable 18/10 steel, LxWxH=600x400x150mm, mesh dimension 10x10x3mm | 899.2943 | Catálogo web
BOCHEM | 17302 | Transport basket stackable 18/10 steel, LxWxH=300x400x150mm, mesh dimension 10x10x3mm | 796.7511 | Catálogo web
BOCHEM | 17305 | Transport basket stackable 18/10 steel, LxWxH=600x400x300mm, mesh dimension 20x20x3mm | 899.2943 | Catálogo web
BOCHEM | 17306 | Transport basket stackable 18/10 steel, LxWxH=600x400x150mm, mesh dimension 20x20x3mm | 830.9876 | Catálogo web
BOCHEM | 17307 | Transport basket stackable 18/10 steel, LxWxH=300x400x150mm, mesh dimension 20x20x3mm | 762.5978 | Catálogo web
BOCHEM | 17310 | Transport basket stackable 18/10 steel, LxWxH=600x400x300mm, mesh dimension 35x35x3mm | 865.1201 | Catálogo web
BOCHEM | 17311 | Transport basket stackable 18/10 steel, LxWxH=600x400x150mm, mesh dimension 35x35x3mm | 796.7511 | Catálogo web
BOCHEM | 17312 | Transport basket stackable 18/10 steel, LxWxH=300x400x150mm, mesh dimension 35x35x3mm | 745.5731 | Catálogo web
BOCHEM | 17315 | Cover for transport basket 18/10 Steel, LxW=575x375mm, mesh dimension 10x10x3mm | 694.2911 | Catálogo web
BOCHEM | 17316 | Cover for transport basket 18/10 Steel, LxW=275x375mm, mesh dimension 10x10x3mm | 642.9883 | Catálogo web
BOCHEM | 17320 | Cover for transport basket 18/10 Steel, LxW=575x375mm, mesh dimension 20x20x3mm | 677.2041 | Catálogo web
BOCHEM | 17321 | Cover for transport basket 18/10 Steel, LxW=275x375mm, mesh dimension 20x20x3mm | 625.9013 | Catálogo web
BOCHEM | 17325 | Cover for transport basket 18/10 Steel, LxW=575x375mm, mesh dimension 35x35x3mm | 677.2041 | Catálogo web
BOCHEM | 17326 | Cover for transport basket 18/10 Steel, LxW=275x375mm, mesh dimension 35x35x3mm | 625.9013 | Catálogo web
BOCHEM | 17330 | Transport cart for transport baskets 18/10 Steel, LxWxH=603x403x950mm, with handle, 4 guide rolls, 2 lockable. | 1059.1343 | Catálogo web
BOCHEM | 17333 | Transport cart for transport and Euro-baskets, 18/10 steel, LxWxH=610x465x1630mm, 5 hanging ties, 2 pushing handles, Mobile: 2 guide and fixed rolls, 2 with lock, enclosure of rolls, zincked, + 30mm for of excess length of enclosure | 2004.9791 | Catálogo web
BOCHEM | 21800 | Sink table 18/10 steel, with drain 1,5 Zoll, 500x600x660mm | 4178.5326 | Catálogo web
BOCHEM | 21805 | Sink table with place to keep left 18/10, drain 1,5'', LxWxH=1500x600x850mm, 2 sinks: LxWxH=400x400x200mm | 6694.0354 | Catálogo web
BOCHEM | 21806 | Sink table with place to keep right 18/10, drain 1,5'', LxWxH=1500x600x850mm, 2 sinks: LxWxH=400x400x200mm | 6694.0354 | Catálogo web
BOCHEM | 33999 | Laboratory set 4 pieces, 18/10 Steel, L=170mm, W=120mm Ideal for the first works in the laboratory. 4 instruments in a practical Laboratory-Set consisting in: 1x dressing scissor, 1x micro spatula, double, 1x forceps, sharp, 1x micro scoop, half rounded. | 76.4995 | Catálogo web
BOCHEM | 55250 | Safety screw 18/10 Steel, M8, Length 65mm, Width 32mm | 50.3757 | Catálogo web
BOCHEM | 1020R | Forceps sharp 18/10 steel, round bent, L=115mm | 50.742 | Catálogo web
BOCHEM | 1021R | Forceps sharp 18/10 steel, round bent, L=135mm | 51.0417 | Catálogo web
BOCHEM | 1022R | Forceps sharp 18/10 steel, round bent, L=145mm | 52.2405 | Catálogo web
BOCHEM | 1023R | Forceps sharp 18/10 steel, round bent, L=160mm | 55.1876 | Catálogo web
BOCHEM | 1024R | Forceps sharp 18/10 steel, round bent, L=200mm | 59.7497 | Catálogo web
BOCHEM | 18300SS | Spare part silicone ring for 8300SS | 79.9294 | Catálogo web
BOCHEM | 18301SS | Spare part silicone ring for 8301SS (5 pieces) | 81.3281 | Catálogo web
BOCHEM | 3010G | Mikro spatula bent, 18/10 steel, L=100mm, d=1mm | 46.6128 | Catálogo web
BOCHEM | 3013G | Mikro spatula bent, 18/10 steel, L=100mm, d=1,5mm | 46.6128 | Catálogo web
BOCHEM | 3014G | Mikro spatula bent, 18/10 steel, L=130mm, d=1,5mm | 47.0624 | Catálogo web
BOCHEM | 3021G | Mikro spatula bent, 18/10 steel, L=130mm, d=2mm | 47.0624 | Catálogo web
BOCHEM | 3022G | Mikro spatula bent, 18/10 steel, L=150mm, d=2mm | 47.3954 | Catálogo web
BOCHEM | 3023G | Mikro spatula bent, 18/10 steel, L=185mm, d=2mm | 47.6951 | Catálogo web
BOCHEM | 3024G | Mikro spatula bent, 18/10 steel, L=210mm, d=2mm | 47.6951 | Catálogo web
BOCHEM | 3100G | Double spatula bent, 18/10 steel, L=130mm | 46.8459 | Catálogo web
BOCHEM | 3101G | Double spatula bent, 18/10 steel, L=150mm | 47.3954 | Catálogo web
BOCHEM | 3102G | Double spatula bent, 18/10 steel, L=185mm | 47.5452 | Catálogo web
BOCHEM | 3103G | Double spatula bent, 18/10 steel, L=210mm | 47.8782 | Catálogo web
BOCHEM | 3104G | Double spatula bent, 18/10 steel, L=250mm | 48.9438 | Catálogo web
BOCHEM | 3105G | Double spatula bent, 18/10 steel, L=300mm | 49.8929 | Catálogo web
BOCHEM | 5500M | Retort ring with bosshead 18/10 steel, shaft length=70mm, inner diameter=50mm | 111.3147 | Catálogo web
BOCHEM | 5501M | Retort ring with bosshead 18/10 steel, shaft length=70mm, inner diameter=70mm | 111.3147 | Catálogo web
BOCHEM | 5502M | Retort ring with bosshead 18/10 steel, shaft length=70mm, inner diameter=100mm | 116.343 | Catálogo web
BOCHEM | 5503M | Retort ring with bosshead 18/10 steel, shaft length=70mm, inner diameter=120mm | 122.2038 | Catálogo web
BOCHEM | 5504M | Retort ring with bosshead 18/10 steel, shaft length=70mm, inner diameter=140mm | 126.3496 | Catálogo web
BOCHEM | 5580M | Retort ring with bosshead Steel zincked, shaft length=70mm, inner diameter=50mm | 82.2105 | Catálogo web
BOCHEM | 5581M | Retort ring with bosshead Steel zincked, shaft length=70mm, inner diameter=70mm | 85.9734 | Catálogo web
BOCHEM | 5582M | Retort ring with bosshead Steel zincked, shaft length=70mm, inner diameter=100mm | 88.6374 | Catálogo web
BOCHEM | 5583M | Retort ring with bosshead Steel zincked, shaft length=70mm, inner diameter=130mm | 93.6491 | Catálogo web
BOCHEM | 5584M | Retort ring with bosshead Steel zincked, shaft length=70mm, inner diameter=160mm | 100.7253 | Catálogo web
BOCHEM | 7400S | Safety gas burner for natural gas, KW 1,53, 1300 °C, with needle valve, Thermo-Safety element (Bimetal-flame-magnet-breech), air regulation and pilot flame | 377.3667 | Catálogo web
BOCHEM | 7410S | Safety gas burner for propane, KW 2,36, 1300 °C, with needle valve, Thermo-Safety element (Bimetal-flame-magnet-breech), air regulation and pilot flame | 377.3667 | Catálogo web
BOCHEM | 8300SS | Safety container for laboratory flasks out of 18/10 steel, with hinge, lock and silicone seal, HxD=140x100mm, 1 liter | 564.2463 | Catálogo web
BOCHEM | 8301SS | Safety container for laboratory flasks out of 18/10 steel, with hinge, lock and silicone seal, 250x130mm, 2 liters | 655.5216 | Catálogo web
BOCHEM | 8341R | Castor for transport container 30/40l, 18/10 steel. With 4 rubber guide rolls, 1 lockable. | 408.086 | Catálogo web
BOCHEM | 8344R | Castor for transport container 50l, 18/10 steel. With 4 rubber guide rolls, 1 lockable. | 433.7936 | Catálogo web
BOCHEM | 8346R | Castor for transport container 75l, 18/10 steel. With 4 rubber guide rolls, 1 lockable. | 465.8448 | Catálogo web
BOCHEM | 8347R | Castor for transport container 100l, 18/10 steel. With 4 rubber guide rolls, 1 lockable. | 699.694 | Catálogo web
BOCHEM | 8348R | Castor for transport container 150l, 18/10 steel. With 4 rubber guide rolls, 1 lockable. | 757.1532 | Catálogo web
BOCHEM | B08235037 | Retort clamp standard Laboral, finger with PVC-coating, span width d=8-30mm, shaft length=125mm, shaft diameter=8mm | 99.2434 | Catálogo web
BOCHEM | B08254168 | Bosshead, Laboral, D=2-16mm, Thumb screw, Thread M8, Angle 180+90° | 107.7017 | Catálogo web
BOCHEM | B08256108 | Retort clamp 3-prongs Laboral/PVC, d=12-100mm, Shaft length=140mm, Shaft diameter=12mm | 152.3087 | Catálogo web
BOCHEM | B08257658 | Retort clamp standard Laboral, finger with PVC-coating, span width d=15-65mm, shaft length=140mm, shaft diameter=12mm | 121.3713 | Catálogo web
BOCHEM | B08294075 | Retort clamp standard 18/10 steel, finger with silicone-coating, span width d=20-75mm, shaft length=140mm, shaft diameter=12mm | 284.826 | Catálogo web
BOCHEM | B08295273 | Bosshead, Laboral, D=8-27mm, Thumb screw, Thread M10, Angle 180+90° | 190.8201 | Catálogo web
BOCHEM | B08297100 | Retort clamp 4-prongs 18/10 Steel/Silicone, d=35-100, Shaft length=140mm, Shaft diameter=12mm | 379.7643 | Catálogo web
BOCHEM | B08301071 | Retort clamp standard Laboral, finger with PVC-coating, span width d=22-70mm, shaft length=140mm, shaft diameter=12mm | 150.7102 | Catálogo web
BOCHEM | B08303033 | Retort clamp flexible shaft, nickel plated, Span width 0-30mm, angled/straight fingers, finger silicone coated, shaft length=220mm, shaft diameter=8mm | 235.3255 | Catálogo web
BOCHEM | B08307036 | Retort clamp standard 18/10 steel, finger with silicone-coating, span width d=8-30mm, shaft length=125mm, shaft diameter=8mm | 132.1605 | Catálogo web
BOCHEM | B08309658 | Retort clamp flexible shaft, nickel plated, Span width 15-65mm, round jaws, finger silicone coated, shaft length=225mm. shaft diameter=12mm | 310.084 | Catálogo web
BOCHEM | B08405902 | Hex key, Key Labomeca | 47.6951 | Catálogo web
BOCHEM | B08540167 | Bosshead, 18/10 steel, D=2-16mm, Thumb screw, Thread M6, Angle 180+90° | 281.5293 | Catálogo web
BOCHEM | B08540271 | Bosshead, 18/10 steel, D=8-27mm, Thumb screw, Thread M10, Angle 180+90° | 399.2781 | Catálogo web
BOCHEM | B08547161 | Stand with base plate H-shape incl. rod 18/10 steel 1000x16mm (M12 x 30mm), washer, nut | 523.4538 | Catálogo web
BOCHEM | B08599125 | Bosshead squared, 18/10 Steel, d=12-13x12-13, with hexagon socket screw, Angle 90°. Option: 360°-connecting bar d=12mm (08 599 126) for 2x 08 599 125 / 08 600 121. | 112.5301 | Catálogo web
BOCHEM | B08599126 | Connecting bar for 08 599 125/08 600 121 | 52.5069 | Catálogo web
BOCHEM | B08600121 | Bosshead squared, Laboral, d=12-13x12-13mm, with hexagon socket screw, Angle 90°. Option: 360°-connecting bar d=12mm (08 599 126) for 2x 08 599 125 / 08 600 121. | 74.4516 | Catálogo web
BOCHEM | B08600154 | Bosshead squared, Laboral, d=12-13x16mm, with hexagon socket screw, Angle 90°. | 75.4506 | Catálogo web
BOCHEM | B08600165 | Bosshead squared, Laboral, d=16x16mm, with hexagon socket screw, Angle 90°. | 78.9971 | Catálogo web
BOCHEM | B08601124 | Foot for wall- / ceil mounting LABORAL, D=50mm, d=12-13mm | 113.7123 | Catálogo web
BOCHEM | F50 | Female single swivel socket member f. 1 tube, malleable cast iron, d=26,9mm | 93.5159 | Catálogo web
BOCHEM | M50 | Male single swivel socket member f. 1 tube, malleable cast iron, d=26,9mm | 84.5082 | Catálogo web
BOCHEM | RS9000 | Laboratory Stirrer Digital RS 9000: Stirrer for high velocity applications with low viscosity. Laboratory Stirrer with variable and constant speed range for media with viscosities up to 50.000 mPas infinitely variable. Features at a glance: Fits to most of the stirring tasks in a lab, digital LCD display, speed range infinitely variable at/with high quiet running, extremely convenient user interface, overload protection and over-heat protection functions, smooth start & change of the stirring speed, Impeller can be plugged through, accessories see table Technical details: stirring quantity (H2O): 20 Ltr, Max. viscosity: 50.000 mPas, Motor rating 130 / 120 W, speed range display LCD, maximum impeller torque: 35 Ncm, speed range: 500-2000 (1/min), room temperature: max. 40°C, air humidity: max. 80%, max. shaft diameter: 10mm, mimensions: WxDxH 90x145x180 mm, weight: 5,3 Kg, V/Hz: 220 V, 60 Hz | 2400.375 | Catálogo web
BOCHEM | RS9001 | Laboratory Stirrer Digital RS 9001: Stirrer with gear for stirring media with high viscosity. Laboratory Stirrer with variable and constant speed range for media with viscosities up to 100.000 mPas infinitely variable. Features at a glance: fits to most of the stirring tasks in a lab, digital LCD display, digital Timer Function (99 hours), speed range infinitely variable at/with high quiet running, extremely convenient user interface, overload protection and over-heat protection functions , smooth start & change of the stirring speed, impeller can be plugged through, accessories see table Technical details: stirring quantity (H2O): 40 Ltr, max. viscosity: 100.000 mPas, motor rating: 130 / 120 W , speed range display LCD, maximum impeller torque: 220 Ncm, speed range: 500-1000 (1/min), room temperature: max. 40°C, air humidity: max. 80%, max. shaft diameter: 10mm, dimensions: WxDxH 90x145x180 mm, Weight: 3,5 Kg, V/Hz: 220 V, 60 Hz | 2442 | Catálogo web