## Sheet1
MARCA | REFERENCIA | DESCRIPCIÓN | UNIDAD PRECIO | Unidades por embalaje |  |  | PV AM 26
BRAND | 915 | Clip for micro burettes PP, red | 1 | 1 | 0 | 39269097 | 21.4462 | Catálogo web
BRAND | 4053 | Base for micro-burettes Bang pattern with lateral safety needle valve stopcock PTFE | 1 | 1 | 0 | 44219999 | 54.1096 | Catálogo web
BRAND | 10002 | Spare tube burette 'Economy' SILBERBRAND 25 ml:0,1 ml, Boro 3.3 clear, grad. black error limits acc. to cl.B DIN EN ISO 385 | 1 | 1 | 0 | 70179000 | 51.7298 | Catálogo web
BRAND | 10004 | Spare tube burette 'Economy' SILBERBRAND cl.B 50 ml:0,1 ml, Boro 3.3 clear, grad. black DIN EN ISO 385 | 1 | 1 | 0 | 70179000 | 51.7298 | Catálogo web
BRAND | 10012 | Compact burette 'Economy' SILBERBRAND 25 ml : 0,1 ml, Boro 3.3 clear, stopcock PTFE with PP tip, grad. black, error limits acc. to cl.B DIN EN ISO 385 | 1 | 1 | 0 | 70172000 | 105.2745 | Catálogo web
BRAND | 10014 | Compact burette 'Economy' SILBERBRAND, cl.B 50 ml:0,1 ml, Boro 3.3 clear, stopcock PTFE with PP tip, grad. black, DIN EN ISO 385 | 1 | 1 | 0 | 70172000 | 105.2745 | Catálogo web
BRAND | 11500 | Discharge tip for Schilling burettes clear glass, with silicone tubing, 10 p. Boro 3.3 | 1 | 10 | 0 | 70179000 | 32.5984 | Catálogo web
BRAND | 11505 | Discharge tip for Schilling burettes amber glass, with silicone tubing, 10 p. AR-Glas | 1 | 10 | 0 | 70179000 | 32.5984 | Catálogo web
BRAND | 11510 | Spare burette tip for burette lengths 10 ml, Boro 3.3, clear glass pack of 1 | 1 | 1 | 0 | 70172000 | 26.4857 | Catálogo web
BRAND | 11511 | Spare burette tip for burette lengths 25 ml, Boro 3.3, clear glass pack of 1 | 1 | 1 | 0 | 70172000 | 26.4857 | Catálogo web
BRAND | 11512 | Spare burette tip for burette lengths 50 ml, Boro 3.3, clear glass pack of 1 | 1 | 1 | 0 | 70172000 | 26.4857 | Catálogo web
BRAND | 11515 | Burette tip f. compact/automatic burette 25 + 50 ml, Boro 5.4, amber glass pack of 1 | 1 | 1 | 0 | 70179000 | 28.3988 | Catálogo web
BRAND | 11519 | Spare burette tip for burette lengths 10 ml, Boro 3.3, amber glass | 1 | 1 | 0 | 70172000 | 36.4947 | Catálogo web
BRAND | 11521 | Spare burette tip for burette lengths 25 ml, Boro 3.3, amber glass | 1 | 1 | 0 | 70172000 | 36.4947 | Catálogo web
BRAND | 11522 | Spare burette tip for burette lengths 50 ml, Boro 3.3, amber glass | 1 | 1 | 0 | 70172000 | 36.4947 | Catálogo web
BRAND | 11525 | Filling tube for automatic burette PVC, translucent, without screw cap | 1 | 1 | 0 | 39173200 | 23.476 | Catálogo web
BRAND | 11600 | Burette tip for burette length PP, with screw cap, for PTFE-stopcock | 1 | 1 | 0 | 39269097 | 19.5797 | Catálogo web
BRAND | 11800 | PTFE-stopcock for burette length with PP-tip, complete | 1 | 1 | 0 | 84818081 | 55.5094 | Catálogo web
BRAND | 11805 | Stopcock for compact/automatic burettes PTFE, without burette tip with screwings and sealings, pack of 1 | 1 | 1 | 0 | 84819000 | 75.5274 | Catálogo web
BRAND | 11810 | FKM seals for burette stopcock 11805 for compact burette and compact automatic burette BLAUBRAND® and SILBERBRAND | 1 | 1 | 0 | 39269097 | 18.2965 | Catálogo web
BRAND | 12484 | Burette BLAUBRAND®, cl.AS, DE-M 10 ml:0,02 ml Boro 3.3 clear, straight valve stopcock PTFE, grad. blue with Schellbach stripe, DIN EN ISO 385 | 1 | 2 | 0 | 70172000 | 134.8815 | Catálogo web
BRAND | 12487 | Burette BLAUBRAND®, cl.AS, DE-M 25 ml:0,05 ml Boro 3.3 clear, straight valve stopcock PTFE, grad. blue with Schellbach stripe, DIN EN ISO 385 | 1 | 2 | 0 | 70172000 | 134.8815 | Catálogo web
BRAND | 12488 | Burette BLAUBRAND®, cl.AS, DE-M 50 ml:0,1 ml Boro 3.3 clear, straight valve stopcock PTFE, grad. blue with Schellbach stripe, DIN EN ISO 385 | 1 | 2 | 0 | 70172000 | 134.8815 | Catálogo web
BRAND | 13536 | Burette SILBERBRAND 25 ml:0,1 ml, Boro 3.3 amber, straight stopcock, PTFE key, grad. white error limits acc. to cl.B DIN EN ISO 385 | 1 | 2 | 0 | 70172000 | 157.9325 | Catálogo web
BRAND | 13538 | Burette SILBERBRAND, cl.B 50 ml:0,1 ml, Boro 3.3 amber, straight stopcock, PTFE key, grad. white DIN EN ISO 385 | 1 | 2 | 0 | 70172000 | 157.9325 | Catálogo web
BRAND | 13563 | Burette SILBERBRAND, cl.B 10 ml:0,02 ml Boro 3.3 clear, lateral valve stopcock PTFE, grad. black with Schellbach stripe, DIN EN ISO 385 | 1 | 2 | 0 | 70172000 | 154.1296 | Catálogo web
BRAND | 13566 | Burette SILBERBRAND, cl.B 25 ml:0,05 ml Boro 3.3 clear, lateral valve stopcock PTFE, grad. black with Schellbach stripe, DIN EN ISO 385 | 1 | 2 | 0 | 70172000 | 154.1296 | Catálogo web
BRAND | 13568 | Burette SILBERBRAND, cl.B 50 ml:0,1 ml Boro 3.3 clear, lateral valve stopcock PTFE, grad. black with Schellbach stripe, DIN EN ISO 385 | 1 | 2 | 0 | 70172000 | 154.1296 | Catálogo web
BRAND | 13844 | Burette BLAUBRAND®, cl.AS, DE-M 10 ml:0,02 ml, Boro 3.3 clear, lateral valve stopcock PTFE, grad. blue with Schellbach stripe, DIN EN ISO 385 | 1 | 2 | 0 | 70172000 | 157.3959 | Catálogo web
BRAND | 13847 | Burette BLAUBRAND®, cl.AS, DE-M 25 ml:0,05 ml Boro 3.3 clear, lateral valve stopcock PTFE, grad. blue with Schellbach stripe, DIN EN ISO 385 | 1 | 2 | 0 | 70172000 | 157.3959 | Catálogo web
BRAND | 13848 | Burette BLAUBRAND®, cl.AS, DE-M 50 ml:0,1 ml Boro 3.3 clear, lateral valve stopcock PTFE, grad. blue with Schellbach stripe, DIN EN ISO 385 | 1 | 2 | 0 | 70172000 | 157.3959 | Catálogo web
BRAND | 13903 | Compact burette SILBERBRAND 10 ml:0,05 ml, Boro 3.3 clear, stopcock PTFE, grad. black with Schellbach stripe error limits acc. to cl.B DIN EN ISO 385 | 1 | 1 | 0 | 70179000 | 111.7605 | Catálogo web
BRAND | 13906 | Compact burette SILBERBRAND 25 ml:0,1 ml, Boro 3.3 clear, stopcock PTFE, grad. black with Schellbach stripe error limits acc. to cl.B DIN EN ISO 385 | 1 | 1 | 0 | 70179000 | 111.7605 | Catálogo web
BRAND | 13908 | Compact burette SILBERBRAND, cl.B 50 ml:0,1 ml, Boro 3.3 clear, stopcock PTFE, grad. black with Schellbach stripe DIN EN ISO 385 | 1 | 1 | 0 | 70179000 | 111.7605 | Catálogo web
BRAND | 13913 | Compact burette BLAUBRAND® cl.AS DE-M 10 ml:0,02 ml, Boro 3.3 clear, stopcock PTFE, grad. blue with Schellbach stripe DIN EN ISO 385 | 1 | 1 | 0 | 70172000 | 123.6593 | Catálogo web
BRAND | 13916 | Compact burette BLAUBRAND® cl.AS DE-M 25 ml:0,05 ml, Boro 3.3 clear, stopcock PTFE grad. blue with Schellbach stripe DIN EN ISO 385 | 1 | 1 | 0 | 70172000 | 123.6593 | Catálogo web
BRAND | 13918 | Compact burette BLAUBRAND® cl.AS DE-M 50 ml:0,1 ml, Boro 3.3 clear, stopcock PTFE grad. blue with Schellbach stripe DIN EN ISO 385 | 1 | 1 | 0 | 70172000 | 123.6593 | Catálogo web
BRAND | 13926 | Compact burette SILBERBRAND 25 ml:0,1 ml, Boro 3.3 amber, stopcock PTFE, grad. white, error limits acc. to cl.B DIN EN ISO 385 | 1 | 1 | 0 | 70179000 | 142.1374 | Catálogo web
BRAND | 13928 | Compact burette SILBERBRAND, cl.B 50 ml:0,1 ml, Boro 3.3 amber, stopcock PTFE, grad. white, DIN EN ISO 385 | 1 | 1 | 0 | 70179000 | 142.1374 | Catálogo web
BRAND | 13933 | Spare tube comp.burette SILBERBRAND 10 ml:0,05 ml, Boro 3.3 clear, grad. black with Schellbach stripe, error limits acc. to cl.B DIN EN ISO 385 | 1 | 1 | 0 | 70179000 | 52.5231 | Catálogo web
BRAND | 13936 | Spare tube comp.burette SILBERBRAND 25 ml:0,1 ml, Boro 3.3 clear, grad. black with Schellbach stripe, error limits acc. to cl.B DIN EN ISO 385 | 1 | 1 | 0 | 70179000 | 52.5231 | Catálogo web
BRAND | 13938 | Spare tube comp.burette SILBERBRAND cl.B 50 ml:0,1 ml, Boro 3.3 clear, grad. black with Schellbach stripe, DIN EN ISO 385 | 1 | 1 | 0 | 70179000 | 52.5231 | Catálogo web
BRAND | 13943 | Spare tube comp.burette BLAUBRAND® cl.AS 10 ml:0,02 ml, Boro 3.3 clear, grad. blue with Schellbach stripe, DIN EN ISO 385 | 1 | 1 | 0 | 70172000 | 66.405 | Catálogo web
BRAND | 13946 | Spare tube comp.burette BLAUBRAND® cl.AS 25 ml:0,05 ml, Boro 3.3 clear, grad. blue with Schellbach stripe, DIN EN ISO 385 | 1 | 1 | 0 | 70172000 | 66.405 | Catálogo web
BRAND | 13948 | Spare tube comp.burette BLAUBRAND® cl.AS 50 ml:0,1 ml, Boro 3.3 clear, grad. blue with Schellbach stripe, DIN EN ISO 385 | 1 | 1 | 0 | 70172000 | 66.405 | Catálogo web
BRAND | 13956 | Spare tube comp.burette SILBERBRAND 25 ml:0,1 ml, Boro 3.3 amber, grad. white error limits acc. to cl.B DIN EN ISO 385 | 1 | 1 | 0 | 70179000 | 95.5921 | Catálogo web
BRAND | 13958 | Spare tube comp.burette SILBERBRAND cl.B 50 ml:0,1 ml, Boro 3.3 amber, grad. white DIN EN ISO 385 | 1 | 1 | 0 | 70179000 | 95.5921 | Catálogo web
BRAND | 13963 | Compact burette BLAUBRAND® cl.AS DE-M 10 ml:0,02 ml, Boro 3.3 amber, stopcock PTFE, grad. white, DIN EN ISO 385 | 1 | 1 | 0 | 70172000 | 147.9702 | Catálogo web
BRAND | 13966 | Compact burette BLAUBRAND® cl.AS DE-M 25 ml:0,05 ml, Boro 3.3 amber, stopcock PTFE, grad. white, DIN EN ISO 385 | 1 | 1 | 0 | 70172000 | 147.9702 | Catálogo web
BRAND | 13968 | Compact burette BLAUBRAND® cl.AS DE-M 50 ml:0,1 ml, Boro 3.3 amber, stopcock PTFE, grad. white, DIN EN ISO 385 | 1 | 1 | 0 | 70172000 | 147.9702 | Catálogo web
BRAND | 13973 | Spare tube comp.burette BLAUBRAND®cl.AS 10 ml:0,02 ml, Boro 3.3 amber, grad. white DIN EN ISO 385 | 1 | 1 | 0 | 70172000 | 87.9629 | Catálogo web
BRAND | 13976 | Spare tube comp.burette BLAUBRAND®cl.AS 25 ml:0,05 ml, Boro 3.3, amber, grad. white DIN EN ISO 385 | 1 | 1 | 0 | 70172000 | 87.9629 | Catálogo web
BRAND | 13978 | Spare tube comp.burette BLAUBRAND® cl.AS 50 ml:0,1 ml, Boro 3.3, amber, grad. white DIN EN ISO 385 | 1 | 1 | 0 | 70172000 | 87.9629 | Catálogo web
BRAND | 16400 | Burette cover, PP inner dia. 20 mm, height 30 mm | 1 | 10 | 0 | 39235090 | 19.1364 | Catálogo web
BRAND | 21911 | Auto.burette Pellet SILBERBRAND cl.B 10 ml:0.02 ml, Boro 3.3 clear, lateral valve stopcock PTFE, grad.black with Schellbach stripe, DIN EN ISO 385 | 1 | 1 | 0 | 70172000 | 331.4918 | Catálogo web
BRAND | 21912 | Auto.burette Pellet SILBERBRAND cl.B 25 ml:0.05 ml, Boro 3.3 clear, lateral valve stopcock PTFE, grad.black with Schellbach stripe, DIN EN ISO 385 | 1 | 1 | 0 | 70172000 | 331.4918 | Catálogo web
BRAND | 21913 | Auto.burette Pellet SILBERBRAND cl.B 50 ml:0.1 ml, Boro 3.3 clear, lateral valve stopcock PTFE, grad.black with Schellbach stripe, DIN EN ISO 385 | 1 | 1 | 0 | 70172000 | 331.4918 | Catálogo web
BRAND | 22316 | Auto.burette Pellet SILBERBRAND 25 ml:0.1 ml, Boro 3.3 amber, lateral stopcock, PTFE key, grad.in white, error limits acc. to cl.B DIN EN ISO 385 | 1 | 1 | 0 | 70172000 | 389.0961 | Catálogo web
BRAND | 22318 | Auto.burette Pellet SILBERBRAND cl.B 50 ml:0.1 ml, Boro 3.3 amber, lateral stopcock, PTFE key, grad.in white DIN EN ISO 385 | 1 | 1 | 0 | 70172000 | 389.0961 | Catálogo web
BRAND | 22336 | Auto.burette Pellet SILBERBRAND 25 ml:0.1 ml, Boro 3.3, amber, lateral stopcock with intermediate stopcock, PTFE-key grad. white, error limits acc. to cl.B DIN EN ISO 385 | 1 | 1 | 0 | 70172000 | 522.9227 | Catálogo web
BRAND | 22338 | Auto.burette Pellet SILBERBRAND, cl.B 50 ml:0.1 ml, Boro 3.3, amber, lateral stopcock with intermediate stopcock, PTFE-key grad. white, DIN EN ISO 385 | 1 | 1 | 0 | 70172000 | 522.9227 | Catálogo web
BRAND | 22521 | Auto.burette Pellet BLAUBRAND® cl.AS DE-M 10 ml:0.02 ml, Boro 3.3 clear, lateral valve stopcock PTFE, grad. blue with Schellbach stripe, DIN EN ISO 385 | 1 | 1 | 0 | 70172000 | 364.5752 | Catálogo web
BRAND | 22522 | Auto.burette Pellet BLAUBRAND® cl.AS DE-M 25 ml:0.05 ml, Boro 3.3 clear, lateral valve stopcock PTFE, grad. blue with Schellbach stripe DIN EN ISO 385 | 1 | 1 | 0 | 70172000 | 364.5752 | Catálogo web
BRAND | 22523 | Auto.burette Pellet BLAUBRAND® cl.AS DE-M 50 ml:0.1 ml Boro 3.3 clear, lateral valve stopcock PTFE, grad. blue with Schellbach stripe, DIN EN ISO 385 | 1 | 1 | 0 | 70172000 | 364.5752 | Catálogo web
BRAND | 22761 | Auto.burette Pellet, BLAUBRAND®, cl.AS, DE-M 10 ml:0.02 ml, Boro 3.3 clear, lateral valve stopcock PTFE, with intermediate stopcock (PTFE-key), grad. blue with Schellbach stripe DIN EN ISO 385 | 1 | 1 | 0 | 70172000 | 472.7844 | Catálogo web
BRAND | 22762 | Auto.burette Pellet BLAUBRAND® cl.AS DE-M 25 ml:0.05 ml, Boro 3.3 clear, lateral valve stopcock PTFE, with intermediate stopcock (PTFE-key), grad. blue with Schellbach stripe DIN EN ISO 385 | 1 | 1 | 0 | 70172000 | 472.7844 | Catálogo web
BRAND | 22763 | Auto.burette Pellet BLAUBRAND® cl.AS DE-M 50 ml:0.1 ml, Boro 3.3 clear, lateral valve stopcock PTFE, with intermediate stopcock (PTFE-key), grad. blue with Schellbach stripe DIN EN ISO 385 | 1 | 1 | 0 | 70172000 | 472.7844 | Catálogo web
BRAND | 23310 | Spare reservoir bottle f. aut. burettes 2000 ml, clear glass, Boro 3.3, NS 29/32 | 1 | 1 | 0 | 70172000 | 134.2982 | Catálogo web
BRAND | 23320 | Spare reservoir bottle f. aut. burettes 2000 ml, amber glass, Boro 3.3, NS 29/32 | 1 | 1 | 0 | 70172000 | 178.9538 | Catálogo web
BRAND | 23400 | Rubber bellow for automatic burette Pellet pattern and compact automatic burette with glass bottles | 1 | 1 | 0 | 84142080 | 41.9541 | Catálogo web
BRAND | 23713 | Spare tube aut.burette Schilling SILBERBRAND 10 ml:0,05 ml Boro 3.3 clear, grad. black with Schellbach stripe, error limits acc. to cl.B DIN EN ISO 385 | 1 | 1 | 0 | 70179000 | 95.0321 | Catálogo web
BRAND | 23715 | Spare tube aut.burette Schilling SILBERBRAND 15 ml:0,1 ml Boro 3.3 clear, grad. black with Schellbach stripe, error limits acc. to cl.B DIN EN ISO 385 | 1 | 1 | 0 | 70179000 | 95.0321 | Catálogo web
BRAND | 23716 | Spare tube aut.burette Schilling SILBERBRAND 25 ml:0,1 ml Boro 3.3 clear, grad. black with Schellbach stripe, error limits acc. to cl.B DIN EN ISO 385 | 1 | 1 | 0 | 70179000 | 99.395 | Catálogo web
BRAND | 23718 | Spare tube aut.burette Schilling SILBERBRAND 50 ml:0,1 ml Boro 3.3 clear, grad. black with Schellbach stripe, error limits acc. to cl.B DIN EN ISO 385 | 1 | 1 | 0 | 70179000 | 99.395 | Catálogo web
BRAND | 23723 | Spare tube aut.burette Schilling SILBERBRAND 25 ml:0,1 ml Boro 3.3 amber, grad. white error limits acc. to cl.B DIN EN ISO 385 | 1 | 1 | 0 | 70179000 | 122.5627 | Catálogo web
BRAND | 23724 | Spare tube aut.burette Schilling SILBERBRAND 50 ml:0,1 ml Boro 3.3 amber, grad. white error limits acc. to cl.B DIN EN ISO 385 | 1 | 1 | 0 | 70179000 | 122.5627 | Catálogo web
BRAND | 23725 | Base f. automatic burette Dr. Schilling for plastic bottle 500 ml, dia.74-76 mm | 1 | 1 | 0 | 39269097 | 26.8823 | Catálogo web
BRAND | 23728 | Base for automatic burette Dr. Schilling for 1000 ml plastic bottle, dia.94-96 mm | 1 | 1 | 0 | 39269097 | 28.8654 | Catálogo web
BRAND | 23745 | Fitting for aut. burette Dr. Schilling f. 10 ml micrometer screw + push-button incl. support clamp | 1 | 1 | 0 | 84819000 | 50.6099 | Catálogo web
BRAND | 23746 | Fitting for aut. burette Dr. Schilling f. 15 ml micrometer screw + push-button incl. support clamp | 1 | 1 | 0 | 84819000 | 50.6099 | Catálogo web
BRAND | 23748 | Fitting for aut. burette Dr. Schilling f. 25-50 ml micrometer screw+push button incl. support clamp | 1 | 1 | 0 | 84819000 | 50.6099 | Catálogo web
BRAND | 23753 | Auto.burette Schilling SILBERBRAND 10 ml:0,05 ml, Boro 3.3 clear, grad. black with Schellbach stripe, incl.Bottle 500 ml and fitting of plastic, error limits acc. to cl.B DIN EN ISO 385 | 1 | 1 | 0 | 70179000 | 114.0936 | Catálogo web
BRAND | 23755 | Auto.burette Schilling SILBERBRAND 15 ml:0,1 ml, Boro 3.3 clear, grad. black with Schellbach stripe, incl.Bottle 500 ml and fitting of plastic, error limits acc. to cl.B DIN EN ISO 385 | 1 | 1 | 0 | 70179000 | 109.7773 | Catálogo web
BRAND | 23756 | Auto.burette Schilling SILBERBRAND 25 ml:0,1 ml, Boro 3.3 clear, grad. black with Schellbach stripe, incl.Bottle 1000 ml and fitting of plastic, error limits acc. to cl.B DIN EN ISO 385 | 1 | 1 | 0 | 70179000 | 122.2361 | Catálogo web
BRAND | 23758 | Auto.burette Schilling SILBERBRAND 50 ml:0,1 ml, Boro 3.3 clear, grad. black with Schellbach stripe, incl.Bottle 1000 ml and fitting of plastic, error limits acc. to cl.B DIN EN ISO 385 | 1 | 1 | 0 | 70179000 | 126.529 | Catálogo web
BRAND | 23766 | Auto.burette Schilling SILBERBRAND 25 ml:0,1 ml, Boro 3.3 amber, grad. white incl.Bottle 1000 ml amber and fitting of plastic, error limits acc. to cl.B DIN EN ISO 385 | 1 | 1 | 0 | 70179000 | 150.5833 | Catálogo web
BRAND | 23768 | Auto.burette Schilling SILBERBRAND 50 ml:0,1 ml, Boro 3.3 amber, grad. white incl.Bottle 1000 ml amber and fitting of plastic, error limits acc. to cl.B DIN EN ISO 385 | 1 | 1 | 0 | 70179000 | 150.5833 | Catálogo web
BRAND | 23809 | Comp.aut.burette SILBERBRAND 10 ml:0,05 ml, Boro 3.3 clear, grad. black with Schellbach stripe, stopcock PTFE incl.Bottle 1000 ml and filling tube of plastic, error limits acc. to cl.B DIN EN ISO 385 | 1 | 1 | 0 | 70179000 | 186.863 | Catálogo web
BRAND | 23810 | Comp.aut.burette SILBERBRAND 25 ml:0,1 ml, Boro 3.3 clear, grad. black with Schellbach stripe, stopcock PTFE incl.Bottle 1000 ml and filling tube of plastic, error limits acc. to cl.B DIN EN ISO 385 | 1 | 1 | 0 | 70179000 | 186.863 | Catálogo web
BRAND | 23811 | Comp.aut.burette SILBERBRAND, cl.B 50 ml:0,1 ml, Boro 3.3 clear, grad. black with Schellbach stripe, stopcock PTFE incl.Bottle 1000 ml and filling tube of plastic, DIN EN ISO 385 | 1 | 1 | 0 | 70179000 | 186.863 | Catálogo web
BRAND | 23819 | Comp.aut.burette BLAUBRAND® cl.AS, DE-M 10 ml:0,02 ml, Boro 3.3 clear, grad. blue with Schellbach stripe, stopcock PTFE incl.Bottle 1000 ml and filling tube of plastic, DIN EN ISO 385 | 1 | 1 | 0 | 70179000 | 212.0604 | Catálogo web
BRAND | 23820 | Comp.aut.burette BLAUBRAND® cl.AS, DE-M 25 ml:0,05 ml, Boro 3.3 clear, grad. blue with Schellbach stripe, stopcock PTFE incl.Bottle 1000 ml and filling tube of plastic, DIN EN ISO 385 | 1 | 1 | 0 | 70179000 | 212.0604 | Catálogo web
BRAND | 23821 | Comp.aut.burette BLAUBRAND® cl.AS, DE-M 50 ml:0,1 ml, Boro 3.3 clear, grad. blue with Schellbach stripe, stopcock PTFE incl.Bottle 1000 ml and filling tube of plastic, DIN EN ISO 385 | 1 | 1 | 0 | 70179000 | 212.0604 | Catálogo web
BRAND | 23829 | Comp.aut.burette SILBERBRAND 25 ml:0,1 ml, Boro 3.3 amber, grad. white stopcock PTFE, incl.Bottle 1000 ml amber and filling tube of plastic, error limits acc. to cl.B DIN EN ISO 385 | 1 | 1 | 0 | 70179000 | 241.6675 | Catálogo web
BRAND | 23830 | Comp.aut.burette SILBERBRAND, cl.B 50 ml:0,1 ml, Boro 3.3 amber, grad. white stopcock PTFE, incl.Bottle 1000 ml amber and filling tube of plastic, DIN EN ISO 385 | 1 | 1 | 0 | 70179000 | 241.6675 | Catálogo web
BRAND | 23833 | Spare tube comp.aut.burette SILBERBRAND 10 ml:0,05 ml, Boro 3.3 clear, grad. black with Schellbach stripe, error limits acc. to cl.B DIN EN ISO 385 | 1 | 1 | 0 | 70179000 | 96.3853 | Catálogo web
BRAND | 23836 | Spare tube comp.aut.burette SILBERBRAND 25 ml:0,1 ml, Boro 3.3 clear, grad. black with Schellbach stripe, error limits acc. to cl.B DIN EN ISO 385 | 1 | 1 | 0 | 70179000 | 96.3853 | Catálogo web
BRAND | 23838 | Spare tube comp.aut.burette SILBERBRAND cl.B 50 ml:0,1 ml, Boro 3.3 clear, grad. black with Schellbach stripe, DIN EN ISO 385 | 1 | 1 | 0 | 70179000 | 96.3853 | Catálogo web
BRAND | 23843 | Spare tube comp.aut.burette BLAUBRAND® cl.AS 10 ml:0,02 ml, Boro 3.3® clear, grad. blue with Schellbach stripe, DIN EN ISO 385 | 1 | 1 | 0 | 70172000 | 102.5681 | Catálogo web
BRAND | 23846 | Spare tube comp.aut.burette BLAUBRAND® cl.AS 25 ml:0,05 ml, Boro 3.3® clear, grad. blue with Schellbach stripe, DIN EN ISO 385 | 1 | 1 | 0 | 70172000 | 102.5681 | Catálogo web
BRAND | 23848 | Spare tube comp.aut.burette BLAUBRAND® cl.AS 50 ml:0,1 ml, Boro 3.3® clear, grad. blue with Schellbach stripe, DIN EN ISO 385 | 1 | 1 | 0 | 70179000 | 102.5681 | Catálogo web
BRAND | 23866 | Spare tube comp.aut.burette SILBERBRAND 25 ml:0,1 ml, Boro 3.3 amber, grad. white error limits acc. to cl.B DIN EN ISO 385 | 1 | 1 | 0 | 70179000 | 121.2795 | Catálogo web
BRAND | 23868 | Spare tube comp.aut.burette SILBERBRAND cl.B 50 ml:0,1 ml, Boro 3.3 amber, grad. white DIN EN ISO 385 | 1 | 1 | 0 | 70179000 | 121.2795 | Catálogo web
BRAND | 23870 | Comp.aut.burette BLAUBRAND® Kl.AS, DE-M 10 ml:0,02 ml, Boro 3.3 amber, grad. white stopcock PTFE, incl.Bottle 1000 ml and filling tube of plastic, DIN EN ISO 385 | 1 | 1 | 0 | 70179000 | 251.1165 | Catálogo web
BRAND | 23871 | Comp.aut.burette BLAUBRAND® Kl.AS, DE-M 25 ml:0,05 ml, Boro 3.3 amber, grad. white stopcock PTFE, incl.Bottle 1000 ml and filling tube of plastic, DIN EN ISO 385 | 1 | 1 | 0 | 70179000 | 251.1165 | Catálogo web
BRAND | 23872 | Comp.aut.burette BLAUBRAND® Kl.AS, DE-M 50 ml:0,1 ml, Boro 3.3 amber, grad. white stopcock PTFE, incl.Bottle 1000 ml and filling tube of plastic, DIN EN ISO 385 | 1 | 1 | 0 | 70179000 | 251.1165 | Catálogo web
BRAND | 23875 | Pump head, Boro 3.3, clear glass NS 29/32, suitable for all compact automatic burettes clear glass | 1 | 1 | 0 | 70172000 | 81.5468 | Catálogo web
BRAND | 23876 | Pump head, Boro 3.3, amber glass NS 29/32, suitable for all amber glass compact automatic burettes | 1 | 1 | 0 | 70172000 | 99.955 | Catálogo web
BRAND | 23882 | Support for compact automatic burette rectangular base plate + support rod support rod of steel alloy, 550 mm, base plate PP, size 210 x 155 mm | 1 | 1 | 0 | 73269098 | 188.4728 | Catálogo web
BRAND | 23923 | Comp.aut.burette BLAUBRAND® cl.AS, DE-M 10 ml:0,02 ml, Boro 3.3 clear, grad. blue with Schellbach stripe, stopcock PTFE incl. filling tube of plastic, DIN EN ISO 385 | 1 | 1 | 0 | 70172000 | 169.7613 | Catálogo web
BRAND | 23924 | Comp.aut.burette BLAUBRAND® cl.AS, DE-M 25 ml:0,05 ml, Boro 3.3 clear, grad. blue with Schellbach stripe, stopcock PTFE incl. filling tube of plastic, DIN EN ISO 385 | 1 | 1 | 0 | 70172000 | 169.7613 | Catálogo web
BRAND | 23925 | Comp.aut.burette BLAUBRAND® cl.AS, DE-M 50 ml:0,1 ml, Boro 3.3 clear, grad. blue with Schellbach stripe, stopcock PTFE incl. filling tube of plastic, DIN EN ISO 385 | 1 | 1 | 0 | 70172000 | 169.7613 | Catálogo web
BRAND | 23939 | Comp.aut.burette BLAUBRAND® cl.AS, DE-M 10 ml:0,02 ml, Boro 3.3 amber, grad. white stopcock PTFE, incl. filling tube of plastic DIN EN ISO 385 | 1 | 1 | 0 | 70179000 | 302.7014 | Catálogo web
BRAND | 23940 | Comp.aut.burette BLAUBRAND® cl.AS, DE-M 25 ml:0,05 ml, Boro 3.3 amber, grad. white stopcock PTFE, incl. filling tube of plastic DIN EN ISO 385 | 1 | 1 | 0 | 70179000 | 302.7014 | Catálogo web
BRAND | 23941 | Comp.aut.burette BLAUBRAND® cl.AS, DE-M 50 ml:0,1 ml, Boro 3.3 amber, grad. white stopcock PTFE, incl. filling tube of plastic DIN EN ISO 385 | 1 | 1 | 0 | 70179000 | 302.7014 | Catálogo web
BRAND | 23959 | Spare tube comp.aut.burette BLAUBRAND® cl.AS 10 ml:0,02 ml, Boro 3.3® amber, grad. white DIN EN ISO 385 | 1 | 1 | 0 | 70172000 | 148.5768 | Catálogo web
BRAND | 23960 | Spare tube comp.aut.burette BLAUBRAND® cl.AS 25 ml:0,05 ml, Boro 3.3® amber, grad. white DIN EN ISO 385 | 1 | 1 | 0 | 70172000 | 148.5768 | Catálogo web
BRAND | 23961 | Spare tube comp.aut.burette BLAUBRAND® cl.AS 50 ml:0,1 ml, Boro 3.3® amber, grad. white DIN EN ISO 385 | 1 | 1 | 0 | 70172000 | 148.5768 | Catálogo web
BRAND | 24265 | Micro-burette Bang BLAUBRAND® cl.AS DE-M 2 ml:0.01 ml, Boro 3.3 clear, straight valve stopcock PTFE, grad. blue with Schellbach stripe, DIN EN ISO 385 | 1 | 2 | 0 | 70172000 | 326.3357 | Catálogo web
BRAND | 24269 | Micro-burette Bang BLAUBRAND® cl.AS DE-M 10 ml:0.02 ml, Boro 3.3 clear, straight valve stopcock PTFE, grad. blue with Schellbach stripe, DIN EN ISO 385 | 1 | 2 | 0 | 70172000 | 330.3953 | Catálogo web
BRAND | 24596 | Micro-burette Bang BLAUBRAND® cl.AS DE-M 2 ml:0.01 ml, Boro 3.3 clear, lateral valve stopcock PTFE, grad. blue with Schellbach stripe, DIN EN ISO 385 | 1 | 2 | 0 | 70172000 | 350.0633 | Catálogo web
BRAND | 24600 | Micro-burette Bang BLAUBRAND® cl.AS DE-M 10 ml:0.02 ml, Boro 3.3 clear, lateral valve stopcock PTFE, grad. blue with Schellbach stripe, DIN EN ISO 385 | 1 | 2 | 0 | 70172000 | 384.9665 | Catálogo web
BRAND | 27002 | Grad.pipette SLIBERBRAND-ETERNA B type 2 1 ml:0,01 ml total delivery AR-Glas grad. in amber, DIN EN ISO 835, type 2 (nominal volume at the top) | 1 | 12 | 0 | 70179000 | 20.9796 | Catálogo web
BRAND | 27005 | Grad. pip. SILBERBRAND-ETERNA B type 2 2 ml:0,01 ml total delivery AR-Glas grad. in amber, supplementary to DIN EN ISO 835, type 2 (nominal volume at the top) | 1 | 12 | 0 | 70179000 | 22.3328 | Catálogo web
BRAND | 27006 | Grad. pip. SILBERBRAND-ETERNA B type 2 2 ml:0,02 ml total delivery AR-Glas grad. in amber, DIN EN ISO 835, type 2 (nominal volume at the top) | 1 | 12 | 0 | 70179000 | 21.0262 | Catálogo web
BRAND | 27009 | Grad.pipette SILBERBRAND-ETERNA B type 2 5 :0,05 ml tot.del. AR-Glas cotton end grad. in amber, DIN EN ISO 835, type 2 (nominal volume at the top) | 1 | 12 | 0 | 70179000 | 21.5395 | Catálogo web
BRAND | 27010 | Grad.pipette SILBERBRAND-ETERNA B type 2 5 :0,1 ml tot.del.AR-Glas cotton end grad. in amber, DIN EN ISO 835, type 2 (nominal volume at the top) | 1 | 12 | 0 | 70179000 | 21.1195 | Catálogo web
BRAND | 27011 | Grad. pip. SILBERBRAND-ETERNA B type 2 10 :0,1 ml tot.del. AR-Glas cotton end grad. in amber, DIN EN ISO 835, type 2 (nominal volume at the top) | 1 | 12 | 0 | 70179000 | 21.5395 | Catálogo web
BRAND | 27013 | Grad. pip.SILBERBRAND-ETERNA B type 2 25 :0,1 ml tot.del. AR-Glas cotton end grad. in amber, DIN EN ISO 835, type 2 (nominal volume at the top) | 1 | 6 | 0 | 70179000 | 25.7391 | Catálogo web
BRAND | 27070 | Graduated pipette, SILBERBRAND-ETERNA, B 1 ml:0,01 ml total delivery AR-Glas grad. in amber, DIN EN ISO 835 | 1 | 12 | 0 | 70179000 | 20.9796 | Catálogo web
BRAND | 27072 | Graduated pipette, SILBERBRAND-ETERNA, B 2 ml:0,01 ml total delivery AR-Glas grad. in amber, DIN EN ISO 835 | 1 | 12 | 0 | 70179000 | 22.3328 | Catálogo web
BRAND | 27073 | Graduated pipette, SILBERBRAND-ETERNA, B 2 ml:0,02 ml total delivery AR-Glas grad. in amber, DIN EN ISO 835 | 1 | 12 | 0 | 70179000 | 21.0262 | Catálogo web
BRAND | 27075 | Graduated pipette, SILBERBRAND-ETERNA, B 5 ml:0,05 ml total delivery AR-Glas grad. in amber, DIN EN ISO 835 | 1 | 12 | 0 | 70179000 | 21.5395 | Catálogo web
BRAND | 27076 | Graduated pipette, SILBERBRAND-ETERNA, B 5 ml:0,1 ml total delivery AR-Glas grad. in amber, DIN EN ISO 835 | 1 | 12 | 0 | 70179000 | 21.1195 | Catálogo web
BRAND | 27077 | Graduated pipette, SILBERBRAND-ETERNA, B 10 ml:0,1 ml total delivery AR-Glas grad. in amber, DIN EN ISO 835 | 1 | 12 | 0 | 70179000 | 21.5395 | Catálogo web
BRAND | 27078 | Graduated pipette, SILBERBRAND-ETERNA, B 20 ml:0,1 ml total delivery AR-Glas grad. in amber, DIN EN ISO 835 | 1 | 6 | 0 | 70179000 | 25.7391 | Catálogo web
BRAND | 27079 | Graduated pipette, SILBERBRAND-ETERNA, B 25 ml:0,1 ml total delivery AR-Glas grad. in amber, DIN EN ISO 835 | 1 | 6 | 0 | 70179000 | 25.7391 | Catálogo web
BRAND | 27107 | Grad.pipette serological cal.'Ex' to jet 1 ml:0,01 ml, tip dia. approx. 2 mm AR-Glas, grad. in amber | 1 | 12 | 0 | 70179000 | 27.3489 | Catálogo web
BRAND | 27109 | Grad.pipette serological cal.'Ex' to jet 2 ml:0,02 ml, tip dia. approx. 2 mm AR-Glas, grad. in amber | 1 | 12 | 0 | 70179000 | 27.3489 | Catálogo web
BRAND | 27112 | Grad.pipette serological cal.'Ex' to jet 5 ml:0,1 ml, tip dia. approx. 3 mm AR-Glas, grad. in amber | 1 | 12 | 0 | 70179000 | 27.4889 | Catálogo web
BRAND | 27113 | Grad.pipette serological cal.'Ex' to jet 10 ml:0,1 ml, tip dia. approx. 3 mm AR-Glas, grad. in amber | 1 | 12 | 0 | 70179000 | 29.1687 | Catálogo web
BRAND | 27115 | Grad.pipette serological cal.'Ex' to jet 25 ml:0,1 ml, tip dia. approx. 3 mm AR-Glas, grad. in amber | 1 | 6 | 0 | 70179000 | 40.2976 | Catálogo web
BRAND | 27306 | Grad.pip. BB AS DE-M type 3 cotton plug 1 ml:0,01 ml, total del., grad. in blue AR-Glas, DIN EN ISO 835, zero point at the top | 1 | 12 | 0 | 70179000 | 27.2089 | Catálogo web
BRAND | 27309 | Grad.pip. BB AS DE-M type 3 cotton pl. 2 ml:0,02 ml total del. grad. in blue AR-Glas, DIN EN ISO 835, zero point at the top | 1 | 12 | 0 | 70179000 | 27.2089 | Catálogo web
BRAND | 27316 | Cotton plug pip.BLAUBRAND class AS DE-M 1 ml:0,01 ml total del. grad. in amber AR-Glas, DIN EN ISO 835 | 1 | 12 | 0 | 70179000 | 27.2089 | Catálogo web
BRAND | 27319 | Cotton plug pip.BLAUBRAND class AS DE-M 2 ml:0,02 ml total del. grad. in amber AR-Glas, DIN EN ISO 835 | 1 | 12 | 0 | 70179000 | 27.2089 | Catálogo web
BRAND | 27506 | Grad. pipette BLAUBRAND AS USP type 2 1 ml:0,01 ml, total delivery, DE-M AR-Glas, grad. in blue, DIN EN ISO 835, nominal value above, incl. USP Batch Certificate | 1 | 12 | 0 | 70179000 | 23.3127 | Catálogo web
BRAND | 27509 | Grad. pipette BLAUBRAND AS USP type 2 2 ml:0,02 ml, total delivery, DE-M AR-Glas, grad. in blue, DIN EN ISO 385 nominal value above, incl. USP Batch Certificate | 1 | 12 | 0 | 70179000 | 23.3127 | Catálogo web
BRAND | 27511 | Grad. pipette BLAUBRAND AS USP type 2 5 ml:0,05 ml, total delivery, DE-M AR-Glas, grad. in blue, DIN EN ISO 835, nominal value above, incl. USP Batch Certificate | 1 | 12 | 0 | 70179000 | 24.5259 | Catálogo web
BRAND | 27513 | Grad. pipette BLAUBRAND AS USP type 2 10 ml:0,1 ml, total delivery, DE-M AR-Glas, grad. in blue, DIN EN ISO 835, nominal value above, incl. USP Batch Certificate | 1 | 12 | 0 | 70179000 | 24.5259 | Catálogo web
BRAND | 27702 | Graduated pipette BLAUBRAND A DE-M 0,1 ml:0,001 ml cal. to contain AR-Glas grad. in blue, error limits and sub- division correspond to DIN 12 689 | 1 | 12 | 0 | 70179000 | 24.3859 | Catálogo web
BRAND | 27704 | Graduated pipette BLAUBRAND A DE-M 0,2 ml:0,002 ml cal. to contain AR-Glas grad. in blue, error limits and sub- division are corresponding to DIN 12 689 | 1 | 12 | 0 | 70179000 | 24.3859 | Catálogo web
BRAND | 27705 | Grad. pipette BLAUBRAND AS DE-M 0,5 ml:0,01 ml, total delivery, AR-Glas grad. in blue, DIN EN ISO 835 | 1 | 12 | 0 | 70179000 | 23.9193 | Catálogo web
BRAND | 27706 | Grad. pipette, BLAUBRAND, AS, DE-M 1 ml:0,01 ml, total delivery, AR-Glas grad. in blue, DIN EN ISO 835 | 1 | 12 | 0 | 70179000 | 22.3794 | Catálogo web
BRAND | 27707 | Grad. pipette, BLAUBRAND, AS, DE-M 1 ml:0,1 ml, total delivery, AR-Glas grad. in blue, DIN EN ISO 835 | 1 | 12 | 0 | 70179000 | 22.3794 | Catálogo web
BRAND | 27708 | Grad. pipette BLAUBRAND AS 2 ml:0,01 ml, total delivery, AR-Glas grad. in blue, supplementary to DIN EN ISO 835 | 1 | 12 | 0 | 70179000 | 24.1059 | Catálogo web
BRAND | 27709 | Grad. pipette BLAUBRAND AS DE-M 2 ml:0,02 ml, total delivery, AR-Glas grad. in blue, DIN EN ISO 835 | 1 | 12 | 0 | 70179000 | 22.3794 | Catálogo web
BRAND | 27710 | Grad. pipette, BLAUBRAND, AS, DE-M 2 ml:0,1 ml, total delivery, AR-Glas grad. in blue, DIN EN ISO 835 | 1 | 12 | 0 | 70179000 | 22.3794 | Catálogo web
BRAND | 27711 | Grad. pipette BLAUBRAND AS DE-M 5 ml:0,05 ml total del. cotton end AR-Glas, grad. in blue, DIN EN ISO 835 | 1 | 12 | 0 | 70179000 | 23.546 | Catálogo web
BRAND | 27712 | Grad. pipette BLAUBRAND AS DE-M 5 ml:0,1 ml, total delivery, AR-Glas grad. in blue, supplementary to DIN 12 697 | 1 | 12 | 0 | 70179000 | 23.3593 | Catálogo web
BRAND | 27713 | Grad. pipette BLAUBRAND AS DE-M 10 ml:0,1 ml tot.del. cotton end AR-Glas grad. in blue, DIN EN ISO 835 | 1 | 12 | 0 | 70179000 | 23.546 | Catálogo web
BRAND | 27714 | Grad. pipette BLAUBRAND AS DE-M 20 ml:0,1 ml, total delivery, AR-Glas grad. in blue, supplementary to DIN 12 697 | 1 | 6 | 0 | 70179000 | 30.8719 | Catálogo web
BRAND | 27715 | Grad. pipette BLAUBRAND AS DE-M 25 ml:0,1 ml, total delivery, AR-Glas grad. in blue, DIN 12 697 | 1 | 6 | 0 | 70179000 | 30.8719 | Catálogo web
BRAND | 27716 | Grad. pipette BLAUBRAND AS DE-M 50 ml:0,5 ml, total delivery, AR-Glas grad. in blue, supplementary to DIN 12 697 | 1 | 6 | 0 | 70179000 | 39.7377 | Catálogo web
BRAND | 27721 | Grad. pipette BLAUBRAND AS DE-M 0,5 ml:0,01 ml partial delivery AR-Glas grad. in blue, DIN 12 697 | 1 | 12 | 0 | 70179000 | 23.9193 | Catálogo web
BRAND | 27722 | Grad. pipette BLAUBRAND AS DE-M 1 ml:0,01 ml partial delivery AR-Glas grad. in blue, DIN 12 697 | 1 | 12 | 0 | 70179000 | 22.3794 | Catálogo web
BRAND | 27724 | Grad. pipette BLAUBRAND class AS 2 ml:0,01 ml partial delivery AR-Glas grad. in blue, supplementary to DIN 12 697, not conformity certified | 1 | 12 | 0 | 70179000 | 24.1059 | Catálogo web
BRAND | 27725 | Grad. pipette BLAUBRAND AS DE-M 2 ml:0,02 ml partial delivery AR-Glas grad. in blue, DIN 12 697 | 1 | 12 | 0 | 70179000 | 22.3794 | Catálogo web
BRAND | 27727 | Grad. pipette BLAUBRAND AS DE-M 5 ml:0,05 ml partial delivery AR-Glas grad. in blue, DIN 12 697 | 1 | 12 | 0 | 70179000 | 23.546 | Catálogo web
BRAND | 27729 | Grad. pipette BLAUBRAND AS DE-M 10 ml:0,1 ml partial delivery AR-Glas grad. in blue, DIN 12 697 | 1 | 12 | 0 | 70179000 | 23.546 | Catálogo web
BRAND | 27731 | Grad. pipette BLAUBRAND AS DE-M 25 ml:0,1 ml partial delivery AR-Glas grad. in blue, DIN 12 697 | 1 | 6 | 0 | 70179000 | 30.8252 | Catálogo web
BRAND | 27816 | Grad. pipette BLAUBRAND AS DE-M type 2 0,5 ml:0,01 ml total delivery AR-Glas grad. in blue, DIN EN ISO 835, type 2 (nominal volume at the top) | 1 | 12 | 0 | 70179000 | 23.9193 | Catálogo web
BRAND | 27817 | Grad. pipette BLAUBRAND AS DE-M type 2 1 ml:0,01 ml, total delivery, AR-Glas grad. in blue, DIN EN ISO 835, type 2 (nominal value at the top) | 1 | 12 | 0 | 70179000 | 22.3794 | Catálogo web
BRAND | 27818 | Grad. pipette BLAUBRAND AS DE-M type 2 1 ml:0,1 ml, total delivery, AR-Glas grad. in blue, DIN EN ISO 835, type 2 (nominal value at the top) | 1 | 12 | 0 | 70179000 | 22.3794 | Catálogo web
BRAND | 27819 | Grad. pipette BLAUBRAND AS DE-M type 2 2 ml:0,02 ml, total delivery, AR-Glas grad. in blue, DIN EN ISO 835 nominal value at the top | 1 | 12 | 0 | 70179000 | 22.3794 | Catálogo web
BRAND | 27820 | Grad. pipette BLAUBRAND AS DE-M type 2 2 ml:0,1 ml, total delivery, AR-Glas grad. in blue, DIN EN ISO 835 (nominal value at the top) | 1 | 12 | 0 | 70179000 | 22.3794 | Catálogo web
BRAND | 27821 | Grad. pipette BLAUBRAND AS DE-M type 2 5 ml:0,05 ml, total delivery, AR-Glas grad. in blue, DIN EN ISO 835, type 2 (nominal value at the top) | 1 | 12 | 0 | 70179000 | 23.546 | Catálogo web
BRAND | 27822 | Grad. pipette BLAUBRAND AS DE-M type 2 5 :0,1 ml tot.del.AR-Glas cotton plug grad. in blue, DIN EN ISO 835 (nominal value at the top) | 1 | 12 | 0 | 70179000 | 23.3593 | Catálogo web
BRAND | 27823 | Grad. pipette BLAUBRAND AS DE-M type 2 10 ml:0,1 ml, total delivery, AR-Glas grad. in blue, DIN EN ISO 835, type 2 (nominal value at the top) | 1 | 12 | 0 | 70179000 | 23.546 | Catálogo web
BRAND | 27824 | Grad. pipette BLAUBRAND AS DE-M type 2 20 ml:0,1 ml, total delivery, AR-Glas grad. in blue, DIN EN ISO 835, type 2 (nominal value at the top) | 1 | 6 | 0 | 70179000 | 30.8252 | Catálogo web
BRAND | 27825 | Grad. pipette BLAUBRAND AS DE-M type 2 25 ml:0,1 ml tot.del.AR-Glas cotton plug grad. in blue, DIN EN ISO 83 (nominal value at the top) | 1 | 6 | 0 | 70179000 | 30.8252 | Catálogo web
BRAND | 27826 | Grad. pipette BLAUBRAND AS DE-M type 2 50 ml:0,5 ml, total delivery, AR-Glas grad. in blue, in addition to DIN EN ISO 835, type 2 (nominal value at the top) | 1 | 6 | 0 | 70179000 | 39.7377 | Catálogo web
BRAND | 27827 | Grad. pipette BLAUBRAND AS DE-M type 2 1 ml:0,01 ml total del. grad. in blue AR-Glas, nom. value at the top, DIN EN ISO 835, cotton plug end | 1 | 12 | 0 | 70179000 | 27.0689 | Catálogo web
BRAND | 27828 | Grad.pipette BLAUBRAND AS DE-M type 2 2 ml:0,02 ml total del. grad. in blue AR-Glas, DIN EN ISO 835, nominal value at the top, cotton plug end | 1 | 12 | 0 | 70179000 | 27.0689 | Catálogo web
BRAND | 27829 | Grad. pipette BLAUBRAND class AS type 2 2 ml:0,01 ml tot.del. AR-Glas grad. in blue, in addition to DIN EN ISO 835, (nominal value at the top) *** with individual certificate *** | 1 | 12 | 0 | 70179000 | 27.9089 | Catálogo web
BRAND | 28205 | Cotton roving f. pip., 100% cotton wool degreased light weight app.1,3 g/m, 1 kg | 1 | 1 | 0 | 52030000 | 172.3744 | Catálogo web
BRAND | 28300 | Pipette tray, PVC lxwxh: 280 x 220 x 29 mm | 1 | 1 | 0 | 39269097 | 51.6598 | Catálogo web
BRAND | 28305 | Pipette tray, PVC lxwxh: 420 x 300 x 30 mm drawer organizer with 4 compartments for approx. 30 graduated pipettes 1 - 20 ml | 1 | 1 | 0 | 39269097 | 72.3311 | Catálogo web
BRAND | 28405 | Grad.pip. BLAUBRAND-ETERNA AS DE-M 0,5 ml:0,01 ml, total delivery, AR-Glas grad. in amber, DIN EN ISO 835 | 1 | 12 | 0 | 70179000 | 23.9193 | Catálogo web
BRAND | 28406 | Grad.pip. BLAUBRAND-ETERNA AS DE-M 1 ml:0,01 ml, total delivery, AR-Glas grad. in amber, DIN EN ISO 835 | 1 | 12 | 0 | 70179000 | 22.3794 | Catálogo web
BRAND | 28409 | Grad.pip. BLAUBRAND-ETERNA AS DE-M 2 ml:0,02 ml, total delivery, AR-Glas grad. in amber, DIN EN ISO 835 | 1 | 12 | 0 | 70179000 | 22.3794 | Catálogo web
BRAND | 28411 | Grad.pip. BLAUBRAND-ETERNA AS DE-M 5 ml:0,05 ml, total delivery, AR-Glas grad. in amber, DIN 12 697 | 1 | 12 | 0 | 70179000 | 23.546 | Catálogo web
BRAND | 28412 | Grad.pip. BLAUBRAND-ETERNA AS DE-M 5 ml:0,1 ml, total delivery, AR-Glas grad. in amber, supplementary to DIN 12 697 | 1 | 12 | 0 | 70179000 | 23.3593 | Catálogo web
BRAND | 28413 | Grad.pip. BLAUBRAND-ETERNA AS DE-M 10 ml:0,1 ml, total delivery, AR-Glas grad. in amber, DIN 12 697 | 1 | 12 | 0 | 70179000 | 23.546 | Catálogo web
BRAND | 28414 | Grad.pip. BLAUBRAND-ETERNA AS DE-M 20 ml:0,1 ml, total delivery, AR-Glas grad. in amber, supplementary to DIN EN ISO 835 | 1 | 6 | 0 | 70179000 | 30.8719 | Catálogo web
BRAND | 28415 | Grad.pip. BLAUBRAND-ETERNA AS DE-M 25 ml:0,1 ml, total delivery, AR-Glas grad. in amber, DIN EN ISO 835 | 1 | 6 | 0 | 70179000 | 30.8719 | Catálogo web
BRAND | 28920 | Pipet box, Aluminum, silicone pad in the bottom, f. storage of pipettes 150-200 mm rectangular, autoclavable | 1 | 1 | 0 | 76129080 | 110.174 | Catálogo web
BRAND | 28925 | Pipet box, Aluminum, silicone pad in the bottom, f. storage of pipettes 235-305 mm rectangular, autoclavable | 1 | 1 | 0 | 76129080 | 119.0631 | Catálogo web
BRAND | 28930 | Pipet box, Aluminum, silicone pad in the bottom, f. storage of pipettes 315-385 mm rectangular, autoclavable | 1 | 1 | 0 | 76129080 | 128.2788 | Catálogo web
BRAND | 28935 | Pipet box, Aluminum, silicone pad in the bottom, f. storage of pipettes 315-485 mm rectangular, autoclavable | 1 | 1 | 0 | 76129080 | 135.0215 | Catálogo web
BRAND | 29701 | Bulb pipette BLAUBRAND cl. AS DE-M 0,5 ml, one-mark, AR-Glas grad. in blue, DIN EN ISO 648 | 1 | 12 | 0 | 70179000 | 24.5259 | Catálogo web
BRAND | 29702 | Bulb pipette BLAUBRAND cl. AS DE-M 1 ml, one-mark, AR-Glas grad. in blue, DIN EN ISO 648 | 1 | 12 | 0 | 70179000 | 23.1727 | Catálogo web
BRAND | 29703 | Bulb pipette BLAUBRAND cl. AS DE-M 2 ml, one-mark, AR-Glas grad. in blue, DIN EN ISO 648 | 1 | 12 | 0 | 70179000 | 23.1727 | Catálogo web
BRAND | 29704 | Bulb pipette BLAUBRAND cl. AS DE-M 2,5 ml, one-mark, AR-Glas grad. in blue, DIN EN ISO 648 | 1 | 6 | 0 | 70179000 | 25.5291 | Catálogo web
BRAND | 29705 | Bulb pipette BLAUBRAND cl. AS DE-M 3 ml, one-mark, AR-Glas grad. in blue, DIN EN ISO 648 | 1 | 6 | 0 | 70179000 | 24.0592 | Catálogo web
BRAND | 29706 | Bulb pipette BLAUBRAND cl. AS DE-M 4 ml, one-mark, AR-Glas grad. in blue, DIN EN ISO 648 | 1 | 6 | 0 | 70179000 | 25.2258 | Catálogo web
BRAND | 29707 | Bulb pipette BLAUBRAND cl. AS DE-M 5 ml, one-mark, AR-Glas grad. in blue, DIN EN ISO 648 | 1 | 6 | 0 | 70179000 | 24.6425 | Catálogo web
BRAND | 29708 | Bulb pipette BLAUBRAND cl. AS DE-M 6 ml, one-mark, AR-Glas grad. in blue, in addition to DIN EN ISO 648 | 1 | 6 | 0 | 70179000 | 27.7455 | Catálogo web
BRAND | 29709 | Bulb pipette BLAUBRAND cl. AS DE-M 7 ml, one-mark, AR-Glas grad. in blue, DIN EN ISO 648 | 1 | 6 | 0 | 70179000 | 27.7455 | Catálogo web
BRAND | 29710 | Bulb pipette BLAUBRAND cl. AS DE-M 8 ml, one-mark, AR-Glas grad. in blue, DIN EN ISO 648 | 1 | 6 | 0 | 70179000 | 27.7455 | Catálogo web
BRAND | 29711 | Bulb pipette BLAUBRAND cl. AS DE-M 9 ml, one-mark, AR-Glas grad. in blue, DIN EN ISO 648 | 1 | 6 | 0 | 70179000 | 27.7455 | Catálogo web
BRAND | 29712 | Bulb pipette BLAUBRAND cl. AS DE-M 10 ml, one-mark, AR-Glas grad. in blue, DIN EN ISO 648 | 1 | 6 | 0 | 70179000 | 25.3658 | Catálogo web
BRAND | 29713 | Bulb pipette BLAUBRAND cl. AS DE-M 15 ml, one-mark, AR-Glas grad. in blue, DIN EN ISO 648 | 1 | 6 | 0 | 70179000 | 27.7455 | Catálogo web
BRAND | 29714 | Bulb pipette BLAUBRAND cl. AS DE-M 20 ml, one-mark, AR-Glas grad. in blue, DIN EN ISO 648 | 1 | 6 | 0 | 70179000 | 27.7922 | Catálogo web
BRAND | 29715 | Bulb pipette BLAUBRAND cl. AS DE-M 25 ml, one-mark, AR-Glas grad. in blue, DIN EN ISO 648 | 1 | 6 | 0 | 70179000 | 27.9555 | Catálogo web
BRAND | 29716 | Bulb pipette BLAUBRAND cl. AS DE-M 30 ml, one-mark, AR-Glas grad. in blue, DIN EN ISO 648 | 1 | 6 | 0 | 70179000 | 29.7287 | Catálogo web
BRAND | 29717 | Bulb pipette BLAUBRAND cl. AS DE-M 40 ml, one-mark, AR-Glas grad. in blue, DIN EN ISO 648 | 1 | 6 | 0 | 70179000 | 32.995 | Catálogo web
BRAND | 29718 | Bulb pipette BLAUBRAND cl. AS DE-M 50 ml, one-mark, AR-Glas grad. in blue, DIN EN ISO 648 | 1 | 6 | 0 | 70179000 | 31.6651 | Catálogo web
BRAND | 29719 | Bulb pipette BLAUBRAND cl. AS DE-M 100 ml, one-mark, AR-Glas grad. in blue, DIN EN ISO 648 | 1 | 6 | 0 | 70179000 | 37.3346 | Catálogo web
BRAND | 29721 | Bulb pipette BLAUBRAND cl. AS DE-M 0,5 ml, two marks, AR-Glas grad. in blue, supplementary to DIN EN ISO 648 | 1 | 12 | 0 | 70179000 | 27.1156 | Catálogo web
BRAND | 29722 | Bulb pipette BLAUBRAND cl. AS DE-M 1 ml, two marks, AR-Glas grad. in blue, supplementary to DIN EN ISO 648 | 1 | 12 | 0 | 70179000 | 26.369 | Catálogo web
BRAND | 29723 | Bulb pipette BLAUBRAND cl. AS DE-M 2 ml, two marks, AR-Glas grad. in blue, supplementary to DIN EN ISO 648 | 1 | 12 | 0 | 70179000 | 26.5323 | Catálogo web
BRAND | 29725 | Bulb pipette BLAUBRAND cl. AS DE-M 3 ml, two marks, AR-Glas grad. in blue, supplementary to DIN EN ISO 648 | 1 | 6 | 0 | 70179000 | 27.0689 | Catálogo web
BRAND | 29727 | Bulb pipette BLAUBRAND cl. AS DE-M 5 ml, two marks, AR-Glas grad. in blue, DIN EN ISO 648 | 1 | 6 | 0 | 70179000 | 28.2355 | Catálogo web
BRAND | 29732 | Bulb pipette, BLAUBRAND, cl. AS, DE-M 10 ml, two marks, AR-Glas grad. in blue, DIN EN ISO 648 | 1 | 6 | 0 | 70179000 | 29.0521 | Catálogo web
BRAND | 29733 | Bulb pipette, BLAUBRAND, cl. AS, DE-M 15 ml, two marks, AR-Glas grad. in blue, DIN EN ISO 648 | 1 | 6 | 0 | 70179000 | 31.3852 | Catálogo web
BRAND | 29734 | Bulb pipette BLAUBRAND cl. AS DE-M 20 ml, two marks, AR-Glas grad. in blue, supplementary to DIN EN ISO 648 | 1 | 6 | 0 | 70179000 | 32.9017 | Catálogo web
BRAND | 29735 | Bulb pipette BLAUBRAND cl. AS DE-M 25 ml, two marks, AR-Glas grad. in blue, supplementary to DIN EN ISO 648 | 1 | 6 | 0 | 70179000 | 33.065 | Catálogo web
BRAND | 29738 | Bulb pipette BLAUBRAND cl. AS DE-M 50 ml, two marks, AR-Glas grad. in blue, supplementary to DIN EN ISO 648 | 1 | 6 | 0 | 70179000 | 36.518 | Catálogo web
BRAND | 30502 | Bulb pip. BLAUBRAND-ETERNA AS DE-M 1 ml, one-mark, AR-Glas grad. in amber, DIN EN ISO 648 | 1 | 12 | 0 | 70179000 | 23.1727 | Catálogo web
BRAND | 30503 | Bulb pip., BLAUBRAND ETERNA, AS, DE-M 2 ml, one-mark, AR-Glas grad. in amber, DIN EN ISO 648 | 1 | 12 | 0 | 70179000 | 23.1727 | Catálogo web
BRAND | 30507 | Bulb pip. BLAUBRAND-ETERNA AS DE-M 5 ml, one-mark, AR-Glas grad. in amber, DIN EN ISO 648 | 1 | 6 | 0 | 70179000 | 24.6425 | Catálogo web
BRAND | 30512 | Bulb pip. BLAUBRAND-ETERNA AS DE-M 10 ml, one-mark, AR-Glas grad. in amber, DIN EN ISO 648 | 1 | 6 | 0 | 70179000 | 25.3658 | Catálogo web
BRAND | 30514 | Bulb pip. BLAUBRAND-ETERNA AS DE-M 20 ml, one-mark, AR-Glas grad. in amber, DIN EN ISO 648 | 1 | 6 | 0 | 70179000 | 27.7922 | Catálogo web
BRAND | 30515 | Bulb pip. BLAUBRAND-ETERNA AS DE-M 25 ml, one-mark, AR-Glas grad. in amber, DIN EN ISO 648 | 1 | 6 | 0 | 70179000 | 27.9555 | Catálogo web
BRAND | 30518 | Bulb pip. BLAUBRAND-ETERNA AS DE-M 50 ml, one-mark, AR-Glas grad. in amber, DIN EN ISO 648 | 1 | 6 | 0 | 70179000 | 31.6651 | Catálogo web
BRAND | 30601 | Bulb pipette BLAUBRAND cl. AS USP DE-M 0,5 ml, one-mark, AR-Glas grad. in blue, DIN EN ISO 648 | 1 | 12 | 0 | 70179000 | 26.6257 | Catálogo web
BRAND | 30602 | Bulb pipette BLAUBRAND cl. AS USP DE-M 1 ml, one-mark, AR-Glas grad. in blue, DIN EN ISO 648 | 1 | 12 | 0 | 70179000 | 24.5259 | Catálogo web
BRAND | 30603 | Bulb pipette BLAUBRAND cl. AS USP DE-M 2 ml, one-mark, AR-Glas grad. in blue, DIN EN ISO 648 | 1 | 12 | 0 | 70179000 | 24.5259 | Catálogo web
BRAND | 30605 | Bulb pipette BLAUBRAND cl. AS USP DE-M 3 ml, one-mark, AR-Glas grad. in blue, DIN EN ISO 648 | 1 | 6 | 0 | 70179000 | 26.3224 | Catálogo web
BRAND | 30606 | Bulb pipette BLAUBRAND cl. AS USP DE-M 4 ml, one-mark, AR-Glas grad. in blue, DIN EN ISO 648 | 1 | 6 | 0 | 70179000 | 27.8855 | Catálogo web
BRAND | 30607 | Bulb pipette BLAUBRAND cl. AS USP DE-M 5 ml, one-mark, AR-Glas grad. in blue, DIN EN ISO 648 | 1 | 6 | 0 | 70179000 | 26.3224 | Catálogo web
BRAND | 30608 | Bulb pipette BLAUBRAND cl. AS USP DE-M 6 ml, one-mark, AR-Glas grad. in blue, DIN EN ISO 648 | 1 | 6 | 0 | 70179000 | 29.9387 | Catálogo web
BRAND | 30609 | Bulb pipette BLAUBRAND cl. AS USP DE-M 7 ml, one-mark, AR-Glas grad. in blue, DIN EN ISO 648 | 1 | 6 | 0 | 70179000 | 29.9387 | Catálogo web
BRAND | 30610 | Bulb pipette BLAUBRAND cl. AS USP DE-M 8 ml, one-mark, AR-Glas grad. in blue, DIN EN ISO 648 | 1 | 6 | 0 | 70179000 | 29.9387 | Catálogo web
BRAND | 30611 | Bulb pipette BLAUBRAND cl. AS USP DE-M 9 ml, one-mark, AR-Glas grad. in blue, DIN EN ISO 648 | 1 | 6 | 0 | 70179000 | 29.9387 | Catálogo web
BRAND | 30612 | Bulb pipette BLAUBRAND cl. AS USP DE-M 10 ml, one-mark, AR-Glas grad. in blue, DIN EN ISO 648 | 1 | 6 | 0 | 70179000 | 26.579 | Catálogo web
BRAND | 30613 | Bulb pipette BLAUBRAND cl. AS USP DE-M 15 ml, one-mark, AR-Glas grad. in blue, DIN EN ISO 648 | 1 | 6 | 0 | 70179000 | 28.9354 | Catálogo web
BRAND | 30614 | Bulb pipette BLAUBRAND cl. AS USP DE-M 20 ml, one-mark, AR-Glas grad. in blue, DIN EN ISO 648 | 1 | 6 | 0 | 70179000 | 29.0521 | Catálogo web
BRAND | 30615 | Bulb pipette BLAUBRAND cl. AS USP DE-M 25 ml, one-mark, AR-Glas grad. in blue, DIN EN ISO 648 | 1 | 6 | 0 | 70179000 | 29.3554 | Catálogo web
BRAND | 30616 | Bulb pipette BLAUBRAND cl. AS USP DE-M 30 ml, one-mark, AR-Glas grad. in blue, DIN EN ISO 648 | 1 | 6 | 0 | 70179000 | 31.4085 | Catálogo web
BRAND | 30617 | Bulb pipette BLAUBRAND cl. AS USP DE-M 40 ml, one-mark, AR-Glas grad. in blue, DIN EN ISO 648 | 1 | 6 | 0 | 70179000 | 34.9315 | Catálogo web
BRAND | 30618 | Bulb pipette BLAUBRAND cl. AS USP DE-M 50 ml, one-mark, AR-Glas grad. in blue, DIN EN ISO 648 | 1 | 6 | 0 | 70179000 | 33.415 | Catálogo web
BRAND | 30619 | Bulb pipette BLAUBRAND cl. AS USP DE-M 100 ml, one-mark, AR-Glas grad. in blue, DIN EN ISO 648 | 1 | 6 | 0 | 70179000 | 39.8077 | Catálogo web
BRAND | 30900 | Pipette stand, PP for 94 pipettes, rotary, 230 x 450 mm | 1 | 1 | 0 | 39269097 | 104.9245 | Catálogo web
BRAND | 31905 | Grad. cyl. tall f. SB-ETERNA B Boro 3.3 5 ml: 0,1 ml, with glass base grad. in amber, with spout, short graduation marks | 1 | 2 | 0 | 70172000 | 27.2556 | Catálogo web
BRAND | 31908 | Grad. cyl. tall f. SB-ETERNA B Boro 3.3 10 ml: 0,2 ml, with glass base grad. in amber, with spout, short graduation marks | 1 | 2 | 0 | 70172000 | 27.2089 | Catálogo web
BRAND | 31920 | Grad. cyl. tall f. SB-ETERNA B Boro 3.3 25 ml: 0,5 ml, with glass base grad. in amber, with spout, short graduation marks | 1 | 2 | 0 | 70172000 | 27.7922 | Catálogo web
BRAND | 31928 | Grad. cyl. tall f. SB-ETERNA B Boro 3.3 50 ml: 1 ml, with glass base grad. in amber, with spout, short graduation marks | 1 | 2 | 0 | 70172000 | 28.0955 | Catálogo web
BRAND | 31938 | Grad. cyl. tall f. SB-ETERNA B Boro 3.3 100 ml: 1 ml, with glass base grad. in amber, with spout, short graduation marks | 1 | 2 | 0 | 70172000 | 29.5654 | Catálogo web
BRAND | 31948 | Grad. cyl. tall f. SB-ETERNA B Boro 3.3 250 ml: 2 ml, with glass base grad. in amber, with spout, short graduation marks | 1 | 2 | 0 | 70172000 | 40.9042 | Catálogo web
BRAND | 31954 | Grad. cyl. tall f. SB-ETERNA B Boro 3.3 500 ml: 5 ml, with glass base grad. in amber, with spout, short graduation marks | 1 | 2 | 0 | 70172000 | 56.4427 | Catálogo web
BRAND | 31962 | Grad. cyl. tall f. SB-ETERNA B Boro 3.3 1000 ml:10 ml, with glass base grad. in amber, with spout, short graduation marks | 1 | 1 | 0 | 70172000 | 83.11 | Catálogo web
BRAND | 31964 | Grad. cyl. tall f. SB-ETERNA B Boro 3.3 2000 ml:20 ml, with glass base grad. in amber, with spout, short graduation marks | 1 | 1 | 0 | 70172000 | 127.4856 | Catálogo web
BRAND | 32105 | Grad.cyl. tall form BLAUBRAND A DE-M 5 ml: 0,1 ml, Boro 3.3 grad. in blue, with spout and hexagonal base, ring marks at main points, DIN EN ISO 4788 | 1 | 2 | 0 | 70172000 | 29.5654 | Catálogo web
BRAND | 32108 | Grad.cyl. tall form BLAUBRAND A DE-M 10 ml: 0,2 ml, Boro 3.3 grad. in blue, with spout and hexagonal base, ring marks at main points, DIN EN ISO 4788 | 1 | 2 | 0 | 70172000 | 29.5654 | Catálogo web
BRAND | 32120 | Grad.cyl. tall form BLAUBRAND A DE-M 25 ml: 0,5 ml, Boro 3.3 grad. in blue, with spout and hexagonal base, ring marks at main points, DIN EN ISO 4788 | 1 | 2 | 0 | 70172000 | 30.1953 | Catálogo web
BRAND | 32128 | Grad.cyl. tall form BLAUBRAND A DE-M 50 ml: 1 ml, Boro 3.3 grad. in blue, with spout and hexagonal base, ring marks at main points, DIN EN ISO 4788 | 1 | 2 | 0 | 70172000 | 31.5718 | Catálogo web
BRAND | 32138 | Grad.cyl. tall form BLAUBRAND A DE-M 100 ml: 1 ml, Boro 3.3 grad. in blue, with spout and hexagonal base, ring marks at main points, DIN EN ISO 4788 | 1 | 2 | 0 | 70172000 | 32.5051 | Catálogo web
BRAND | 32148 | Grad.cyl. tall form BLAUBRAND A cert. 250 ml: 2 ml, Boro 3.3 grad. in blue, with spout and hexagonal base, ring marks at main points, conformity certified, DIN EN ISO 4788 | 1 | 2 | 0 | 70172000 | 47.1569 | Catálogo web
BRAND | 32154 | Grad.cyl. tall form BLAUBRAND A cert. 500 ml: 5 ml, Boro 3.3 grad. in blue, with spout and hexagonal base, ring marks at main points, conformity certified, DIN EN ISO 4788 | 1 | 2 | 0 | 70172000 | 68.5748 | Catálogo web
BRAND | 32162 | Grad.cyl. tall form BLAUBRAND A cert. 1000 ml:10 ml, Boro 3.3 grad. in blue, with spout and hexagonal base, ring marks at main points, conformity certified, DIN EN ISO 4788 | 1 | 1 | 0 | 70172000 | 97.5519 | Catálogo web
BRAND | 32164 | Grad.cyl. tall form BLAUBRAND A DE-M 2000 ml:20 ml, Boro 3.3 grad. in blue, with spout and hexagonal base, ring marks at main points, DIN EN ISO 4788 | 1 | 1 | 0 | 70172000 | 153.8729 | Catálogo web
BRAND | 32408 | Mixing cylinder BLAUBRAND A DE-M 10 ml: 0,2 ml Boro 3.3 NS 10/19-PP-st. grad. in blue, with hexagonal base, ring marks at main points | 1 | 2 | 0 | 70172000 | 48.1135 | Catálogo web
BRAND | 32420 | Mixing cylinder BLAUBRAND A DE-M 25 ml: 0,5 ml Boro 3.3 NS 14/23-PP-st. grad. in blue, with hexagonal base, ring marks at main points | 1 | 2 | 0 | 70172000 | 49.7467 | Catálogo web
BRAND | 32428 | Mixing cylinder BLAUBRAND A DE-M 50 ml: 1 ml Boro 3.3 NS 19/26-PP-st. grad. in blue, with hexagonal base, ring marks at main points | 1 | 2 | 0 | 70172000 | 54.2962 | Catálogo web
BRAND | 32438 | Mixing cylinder BLAUBRAND A DE-M 100 ml: 1 ml Boro 3.3 NS 24/29-PP-st. grad. in blue, with hexagonal base, ring marks at main points | 1 | 2 | 0 | 70172000 | 58.1458 | Catálogo web
BRAND | 32448 | Mixing cylinder BLAUBRAND A DE-M 250 ml: 2 ml Boro 3.3 NS 29/32-PP-st. grad. in blue, with hexagonal base, ring marks at main points | 1 | 2 | 0 | 70172000 | 77.0439 | Catálogo web
BRAND | 32454 | Mixing cylinder BLAUBRAND A DE-M 500 ml: 5 ml Boro 3.3 NS 34/35-PE-st. grad. in blue, with hexagonal base, ring marks at main points | 1 | 2 | 0 | 70172000 | 101.3082 | Catálogo web
BRAND | 32462 | Mixing cylinder BLAUBRAND A DE-M 1000 ml:10 ml Boro 3.3 NS 45/40-PE-st. grad. in blue, with hexagonal base, ring marks at main points | 1 | 1 | 0 | 70172000 | 165.5384 | Catálogo web
BRAND | 32705 | Grad. cyl. tall form BLAUBRAND-ETERNA A 5 ml: 0,1 ml Boro 3.3 conf. certified grad. in amber, ring marks at main points, DIN EN ISO 4788 | 1 | 2 | 0 | 70172000 | 29.5654 | Catálogo web
BRAND | 32708 | Grad. cyl. tall form BLAUBRAND-ETERNA A 10 ml: 0,2 ml Boro 3.3 conf. certified grad. in amber, ring marks at main points, DIN EN ISO 4788 | 1 | 2 | 0 | 70172000 | 29.5654 | Catálogo web
BRAND | 32720 | Grad. cyl. tall form BLAUBRAND-ETERNA A 25 ml: 0,5 ml Boro 3.3 conf. certified grad. in amber, ring marks at main points, DIN EN ISO 4788 | 1 | 2 | 0 | 70172000 | 30.1953 | Catálogo web
BRAND | 32728 | Grad. cyl. tall form BLAUBRAND-ETERNA A 50 ml: 1 ml Boro 3.3 conf. certified grad. in amber, ring marks at main points, DIN EN ISO 4788 | 1 | 2 | 0 | 70172000 | 31.5252 | Catálogo web
BRAND | 32738 | Grad. cyl. tall form BLAUBRAND-ETERNA A 100 ml: 1 ml Boro 3.3 conf. certified grad. in amber, ring marks at main points, DIN EN ISO 4788 | 1 | 2 | 0 | 70172000 | 32.5051 | Catálogo web
BRAND | 32748 | Grad. cyl. tall form BLAUBRAND-ETERNA A 250 ml: 2 ml Boro 3.3 conf. certified grad. in amber, ring marks at main points, DIN EN ISO 4788 | 1 | 2 | 0 | 70172000 | 47.1569 | Catálogo web
BRAND | 32754 | Grad. cyl. tall form BLAUBRAND-ETERNA A 500 ml: 5 ml Boro 3.3 conf. certified grad. in amber, ring marks at main points | 1 | 2 | 0 | 70172000 | 68.5748 | Catálogo web
BRAND | 32762 | Grad. cyl. tall form BLAUBRAND-ETERNA A 1000 ml:10 ml Boro 3.3 conf. certified grad. in amber, ring marks at main points, DIN EN ISO 4788 | 1 | 1 | 0 | 70172000 | 97.5519 | Catálogo web
BRAND | 32764 | Grad. cyl. tall form BLAUBRAND-ETERNA A 2000 ml:20 ml Boro 3.3 conf. certified grad. in amber, ring marks at main points, DIN EN ISO 4788 | 1 | 1 | 0 | 70172000 | 153.8729 | Catálogo web
BRAND | 32805 | Grad.cyl. tall form BLAUBRAND A USP DE-M 5 ml: 0,1 ml, Boro 3.3 grad. in blue, with spout and hexagonal base, ring marks at main points, DIN EN ISO 4788, incl. USP Batch Certificate | 1 | 2 | 0 | 70172000 | 31.2452 | Catálogo web
BRAND | 32808 | Grad.cyl. tall form BLAUBRAND A USP DE-M 10 ml: 0,2 ml, Boro 3.3 grad. in blue, with spout and hexagonal base, ring marks at main points, DIN EN ISO 4788, incl. USP Batch Certificate | 1 | 2 | 0 | 70172000 | 31.2452 | Catálogo web
BRAND | 32820 | Grad.cyl. tall form BLAUBRAND A USP DE-M 25 ml: 0,5 ml, Boro 3.3 grad. in blue, with spout and hexagonal base, ring marks at main points, DIN EN ISO 4788, incl. USP Batch Certificate | 1 | 2 | 0 | 70172000 | 31.9918 | Catálogo web
BRAND | 32828 | Grad.cyl. tall form BLAUBRAND A USP DE-M 50 ml: 1 ml, Boro 3.3 grad. in blue, with spout and hexagonal base, ring marks at main points, DIN EN ISO 4788, incl. USP Batch Certificate | 1 | 2 | 0 | 70172000 | 33.135 | Catálogo web
BRAND | 32838 | Grad.cyl. tall form BLAUBRAND A USP DE-M 100 ml: 1 ml, Boro 3.3 grad. in blue, with spout and hexagonal base, ring marks at main points, DIN EN ISO 4788, incl. USP Batch Certificate | 1 | 2 | 0 | 70172000 | 34.5582 | Catálogo web
BRAND | 32848 | Grad.cyl. tall form BLAUBRAND A USP DE-M 250 ml: 2 ml, Boro 3.3 grad. in blue, with spout and hexagonal base, ring marks at main points, DIN EN ISO 4788, incl. USP Batch Certificate | 1 | 2 | 0 | 70172000 | 50.8432 | Catálogo web
BRAND | 32854 | Grad.cyl. tall form BLAUBRAND A USP DE-M 500 ml: 5 ml, Boro 3.3 grad. in blue, with spout and hexagonal base, ring marks at main points, DIN EN ISO 4788, incl. USP Batch Certificate | 1 | 2 | 0 | 70172000 | 75.0375 | Catálogo web
BRAND | 32862 | Grad.cyl. tall form BLAUBRAND A USP DE-M 1000 ml:10 ml, Boro 3.3 grad. in blue, with spout and hexagonal base, ring marks at main points, DIN EN ISO 4788, incl. USP Batch Certificate | 1 | 1 | 0 | 70172000 | 107.7942 | Catálogo web
BRAND | 32864 | Grad.cyl. tall form BLAUBRAND A USP DE-M 2000 ml:20 ml, Boro 3.3 grad. in blue, with spout and hexagonal base, ring marks at main points, DIN EN ISO 4788, incl. USP Batch Certificate | 1 | 1 | 0 | 70172000 | 171.3012 | Catálogo web
BRAND | 33908 | Mixing cylinder SILBERBRAND-ETERNA cl. B 10 ml: 0,2 ml Boro 3.3 NS 10/19-PP-st. grad. in amber, with hexagonal base, short graduation marks | 1 | 2 | 0 | 70172000 | 37.8712 | Catálogo web
BRAND | 33920 | Mixing cylinder SILBERBRAND-ETERNA cl. B 25 ml: 0,5 ml Boro 3.3 NS 14/23-PP-st. grad. in amber, with hexagonal base, short graduation marks | 1 | 2 | 0 | 70172000 | 39.1311 | Catálogo web
BRAND | 33928 | Mixing cylinder SILBERBRAND-ETERNA cl. B 50 ml: 1 ml Boro 3.3 NS 19/26-PP-st. grad. in amber, with hexagonal base, short graduation marks | 1 | 2 | 0 | 70172000 | 42.2808 | Catálogo web
BRAND | 33938 | Mixing cylinder SILBERBRAND-ETERNA cl. B 100 ml: 1 ml Boro 3.3 NS 24/29-PP-st. grad. in amber, with hexagonal base, short graduation marks | 1 | 2 | 0 | 70172000 | 44.0539 | Catálogo web
BRAND | 33948 | Mixing cylinder SILBERBRAND-ETERNA cl. B 250 ml: 2 ml Boro 3.3 NS 29/32-PP-st. grad. in amber, with hexagonal base, short graduation marks | 1 | 2 | 0 | 70172000 | 56.6527 | Catálogo web
BRAND | 33954 | Mixing cylinder SILBERBRAND-ETERNA cl. B 500 ml: 5 ml Boro 3.3 NS 34/35-PE-st. grad. in amber, with hexagonal base, short graduation marks | 1 | 2 | 0 | 70172000 | 79.2371 | Catálogo web
BRAND | 33962 | Mixing cylinder SILBERBRAND-ETERNA cl. B 1000 ml:10 ml Boro 3.3 NS 45/40-PE-st. grad. in amber, with hexagonal base, short graduation marks | 1 | 1 | 0 | 70172000 | 123.3793 | Catálogo web
BRAND | 34808 | Grad. cylinder tall form 10 ml: 0,2 ml PP grad. in blue | 1 | 10 | 0 | 39269097 | 21.9595 | Catálogo web
BRAND | 34820 | Grad. cylinder tall form 25 ml: 0,5 ml PP grad. in blue | 1 | 10 | 0 | 39269097 | 23.3593 | Catálogo web
BRAND | 34828 | Grad. cylinder tall form 50 ml: 1 ml PP grad. in blue | 1 | 10 | 0 | 39269097 | 24.3392 | Catálogo web
BRAND | 34838 | Grad. cylinder tall form 100 ml: 1 ml PP grad. in blue | 1 | 10 | 0 | 39269097 | 26.7656 | Catálogo web
BRAND | 34848 | Grad. cylinder tall form 250 ml: 2 ml PP grad. in blue | 1 | 5 | 0 | 39269097 | 32.2951 | Catálogo web
BRAND | 34854 | Grad. cylinder tall form 500 ml: 5 ml PP grad. in blue | 1 | 5 | 0 | 39269097 | 37.4279 | Catálogo web
BRAND | 34862 | Grad. cylinder tall form 1000 ml:10 ml PP grad. in blue | 1 | 5 | 0 | 39269097 | 44.6605 | Catálogo web
BRAND | 34864 | Grad. cylinder tall form 2000 ml:20 ml PP grad. in blue | 1 | 1 | 0 | 39269097 | 67.1983 | Catálogo web
BRAND | 35008 | Graduated cylinder, tall form 10 ml: 0,2 ml, PP, embossed scale | 1 | 10 | 0 | 39269097 | 20.233 | Catálogo web
BRAND | 35020 | Graduated cylinder, tall form 25 ml: 0,5 ml, PP, embossed scale | 1 | 10 | 0 | 39269097 | 20.9329 | Catálogo web
BRAND | 35028 | Graduated cylinder, tall form 50 ml: 1 ml, PP, embossed scale | 1 | 10 | 0 | 39269097 | 21.3762 | Catálogo web
BRAND | 35038 | Graduated cylinder, tall form 100 ml: 1 ml, PP, embossed scale | 1 | 10 | 0 | 39269097 | 22.5894 | Catálogo web
BRAND | 35048 | Graduated cylinder, tall form 250 ml: 2 ml, PP, embossed scale | 1 | 5 | 0 | 39269097 | 25.9957 | Catálogo web
BRAND | 35054 | Graduated cylinder, tall form 500 ml: 5 ml, PP, embossed scale | 1 | 5 | 0 | 39269097 | 29.472 | Catálogo web
BRAND | 35062 | Graduated cylinder, tall form 1000 ml:10 ml, PP, embossed scale | 1 | 5 | 0 | 39269097 | 34.2782 | Catálogo web
BRAND | 35064 | Graduated cylinder, tall form 2000 ml:20 ml, PP, embossed scale | 1 | 1 | 0 | 39269097 | 56.536 | Catálogo web
BRAND | 35108 | Grad. cyl. tall form A DE-M batch cert. 10 ml: 0,2 ml, PMP, grad. in blue resistant to steam sterilisation (121°C) | 1 | 2 | 0 | 39269097 | 28.3755 | Catálogo web
BRAND | 35120 | Grad. cyl. tall form A cert.,batch cert. 25 ml: 0,5 ml PMP, grad. in blue resistant to steam sterilisation (121°C) | 1 | 2 | 0 | 39269097 | 29.1454 | Catálogo web
BRAND | 35128 | Grad. cyl. tall form A cert. batch cert. 50 ml: 1 ml, PMP, grad. in blue resistant to steam sterilisation (121°C) | 1 | 2 | 0 | 39269097 | 29.7287 | Catálogo web
BRAND | 35138 | Grad. cyl. tall form A, cert. batch cert 100 ml: 1 ml, PMP, grad. in blue resistant to steam sterilisation (121°C) | 1 | 2 | 0 | 39269097 | 34.6049 | Catálogo web
BRAND | 35148 | Grad. cyl. tall form A cert. batch cert. 250 ml: 2 ml, PMP, grad. in blue resistant to steam sterilisation (121°C) | 1 | 2 | 0 | 39269097 | 44.4039 | Catálogo web
BRAND | 35154 | Grad. cyl. tall form A cert. batch cert. 500 ml: 5 ml, PMP, grad. in blue resistant to steam sterilisation (121°C) | 1 | 2 | 0 | 39269097 | 58.7758 | Catálogo web
BRAND | 35162 | Grad. cyl. tall form A cert. batch cert. 1000 ml:10 ml, PMP, grad. in blue resistant to steam sterilisation (121°C) | 1 | 1 | 0 | 39269097 | 76.8106 | Catálogo web
BRAND | 35164 | Grad. cyl. tall form A cert. batch cert. 2000 ml:20 ml, PMP, grad. in blue resistant to steam sterilisation (121°C) | 1 | 1 | 0 | 39269097 | 115.8201 | Catálogo web
BRAND | 36008 | Vol. flask PP high clarity 10 ml, NS 10/19, PP-stopper | 1 | 2 | 0 | 39269097 | 28.0022 | Catálogo web
BRAND | 36020 | Vol. flask PP high clarity 25 ml, NS 10/19, PP-stopper | 1 | 2 | 0 | 39269097 | 28.2822 | Catálogo web
BRAND | 36028 | Vol. flask PP high clarity 50 ml, NS 12/21, PP-stopper | 1 | 2 | 0 | 39269097 | 31.6185 | Catálogo web
BRAND | 36038 | Vol. flask PP high clarity 100 ml, NS 14/23, PP-stopper | 1 | 2 | 0 | 39269097 | 32.6684 | Catálogo web
BRAND | 36048 | Vol. flask PP high clarity 250 ml, NS 19/26, PP-stopper | 1 | 2 | 0 | 39269097 | 36.4013 | Catálogo web
BRAND | 36054 | Vol. flask PP high clarity 500 ml, NS 19/26, PP-stopper | 1 | 2 | 0 | 39269097 | 37.3812 | Catálogo web
BRAND | 36062 | Vol. flask PP high clarity 1000 ml, NS 24/29, PP-stopper | 1 | 1 | 0 | 39269097 | 40.6009 | Catálogo web
BRAND | 36108 | Volumetric flask PMP cl. B 10 ml, NS 10/19, PP-stopper, trans. | 1 | 2 | 0 | 39269097 | 29.6354 | Catálogo web
BRAND | 36120 | Volumetric flask PMP class B 25 ml, NS 10/19, PP-stopper, trans. | 1 | 2 | 0 | 39269097 | 30.102 | Catálogo web
BRAND | 36128 | Volumetric flask PMP class B 50 ml, NS 12/21, PP-stopper, trans. | 1 | 2 | 0 | 39269097 | 33.9516 | Catálogo web
BRAND | 36138 | Vol. flask PMP class B 100 ml, NS 14/23, PP-stopper, trans. | 1 | 2 | 0 | 39269097 | 36.518 | Catálogo web
BRAND | 36148 | Volumetric flask PMP class B 250 ml, NS 19/26, PP-stopper, trans. | 1 | 2 | 0 | 39269097 | 41.5342 | Catálogo web
BRAND | 36154 | Volumetric flask PMP class B 500 ml, NS 19/26, PP-stopper, trans. | 1 | 2 | 0 | 39269097 | 42.3974 | Catálogo web
BRAND | 36162 | Volumetric flask PMP class B 1000 ml, NS 24/29, PP-stopper, trans. | 1 | 1 | 0 | 39269097 | 46.4337 | Catálogo web
BRAND | 36170 | Volumetric flask PMP cl. A transparent 10 ml, NS 10/19, PP-stopper | 1 | 2 | 0 | 39269097 | 31.2685 | Catálogo web
BRAND | 36172 | Volumetric flask PMP class A transparent 25 ml, NS 10/19, PP-stopper | 1 | 2 | 0 | 39269097 | 31.8518 | Catálogo web
BRAND | 36174 | Volumetric flask PMP class A transparent 50 ml, NS 12/21, PP-stopper | 1 | 2 | 0 | 39269097 | 36.448 | Catálogo web
BRAND | 36176 | Volumetric flask PMP class A transparent 100 ml, NS 14/23, PP-stopper | 1 | 2 | 0 | 39269097 | 39.0144 | Catálogo web
BRAND | 36178 | Volumetric flask PMP class A transparent 250 ml, NS 19/26, PP-stopper | 1 | 2 | 0 | 39269097 | 44.9638 | Catálogo web
BRAND | 36180 | Volumetric flask PMP class A transparent 500 ml, NS 19/26, PP-stopper | 1 | 2 | 0 | 39269097 | 45.7337 | Catálogo web
BRAND | 36182 | Volumetric flask PMP class A transparent 1000 ml, NS 24/29, PP-stopper | 1 | 1 | 0 | 39269097 | 50.0966 | Catálogo web
BRAND | 36208 | Volumetric flask PFA cl. A 10 ml, GL 18, with screw cap highly transparent, tolerances class A according to DIN EN ISO 5215 | 1 | 1 | 0 | 39269097 | 216.5633 | Catálogo web
BRAND | 36220 | Volumetric flask PFA cl. A 25 ml, GL 18, with screw cap highly transparent, tolerances class A according to DIN EN ISO 5215 | 1 | 1 | 0 | 39269097 | 222.2094 | Catálogo web
BRAND | 36228 | Volumetric flask PFA cl. A 50 ml, GL 18, with screw cap highly transparent, tolerances class A according to DIN EN ISO 5215 | 1 | 1 | 0 | 39269097 | 227.3422 | Catálogo web
BRAND | 36238 | Volumetric flask PFA cl. A 100 ml, GL 18, with screw cap highly transparent, tolerances class A according to DIN EN ISO 5215 | 1 | 1 | 0 | 39269097 | 278.0872 | Catálogo web
BRAND | 36248 | Volumetric flask PFA cl. A 250 ml, GL 25, with screw cap highly transparent, tolerances class A according to DIN EN ISO 5215 | 1 | 1 | 0 | 39269097 | 342.8307 | Catálogo web
BRAND | 36254 | Volumetric flask PFA cl. A 500 ml, GL 25, with screw cap highly transparent, tolerances class A according to DIN EN ISO 5215 | 1 | 1 | 0 | 39269097 | 391.8958 | Catálogo web
BRAND | 36401 | Vol.flask trapez. BLAUBRAND A DE-M 1 ml, Boro 3.3, NS 7/16, PP-stopper grad. in blue, DIN EN ISO 1042 | 1 | 2 | 0 | 70172000 | 36.798 | Catálogo web
BRAND | 36402 | Vol.flask trapez. BLAUBRAND A DE-M 2 ml, Boro 3.3, NS 7/16, PP-stopper grad. in blue, DIN EN ISO 1042 | 1 | 2 | 0 | 70172000 | 36.798 | Catálogo web
BRAND | 36403 | Vol.flask trapez. BLAUBRAND A DE-M 5 ml, Boro 3.3, NS 7/16, PP-stopper grad. in blue, DIN EN ISO 1042 | 1 | 2 | 0 | 70172000 | 36.798 | Catálogo web
BRAND | 36404 | Vol.flask trapez. BLAUBRAND A DE-M 10 ml W, Boro 3.3, NS 10/19 PP-stopper W (wide neck), grad. in blue, DIN EN ISO 1042 | 1 | 2 | 0 | 70172000 | 37.2879 | Catálogo web
BRAND | 36406 | Vol.flask trapez. BLAUBRAND A DE-M 20 ml, Boro 3.3, NS 10/19, PP-stopper grad. in blue, DIN EN ISO 1042 | 1 | 2 | 0 | 70172000 | 38.3145 | Catálogo web
BRAND | 36407 | Vol.flask trapez. BLAUBRAND A DE-M 25 ml, Boro 3.3, NS 10/19, PP-stopper grad. in blue, DIN EN ISO 1042 | 1 | 2 | 0 | 70172000 | 38.3145 | Catálogo web
BRAND | 36408 | Vol.flask trapez. BLAUBRAND A DE-M 50 ml, Boro 3.3, NS 12/21, PP-stopper grad. in blue, DIN EN ISO 1042 | 1 | 2 | 0 | 70172000 | 39.2477 | Catálogo web
BRAND | 36548 | Vol. flask BLAUBRAND PUR coated A DE-M 50 ml w, Boro 3.3, NS 14/23 PP-stopper wide neck, grad. in blue, DIN EN ISO 1042, pack of 2 | 1 | 2 | 0 | 70172000 | 55.5094 | Catálogo web
BRAND | 36549 | Vol. flask BLAUBRAND PUR coated A DE-M 100 ml, Boro 3.3, NS 14/23 PP-stopper grad. in blue, DIN EN ISO 1042, pack of 2 | 1 | 2 | 0 | 70172000 | 55.0895 | Catálogo web
BRAND | 36550 | Vol. flask BLAUBRAND PUR coated A DE-M 200 ml, Boro 3.3, NS 14/23, PP-stopper grad. in blue, DIN EN ISO 1042, pack of 2 | 1 | 2 | 0 | 70172000 | 64.7018 | Catálogo web
BRAND | 36551 | Vol. flask BLAUBRAND PUR coated A DE-M 250 ml, Boro 3.3, NS 14/23 PP-stopper grad. in blue, DIN EN ISO 1042, pack of 2 | 1 | 2 | 0 | 70172000 | 69.578 | Catálogo web
BRAND | 36552 | Vol. flask BLAUBRAND PUR coated A cert. 500 ml, Boro 3.3, NS 19/26 PP-stopper grad. in blue, DIN EN ISO 1042, pack of 2 | 1 | 2 | 0 | 70172000 | 83.32 | Catálogo web
BRAND | 36553 | Vol. flask BLAUBRAND PUR coat. A DE-M 1000 ml, Boro 3.3, NS 24/29 PP-stopper grad. in blue, DIN EN ISO 1042, pack of 1 | 1 | 1 | 0 | 70172000 | 119.973 | Catálogo web
BRAND | 36838 | Vol. flask BLAUBRAND-ETERNA A DE-M 5 ml W, Boro 3.3 NS 10/19, PP-stopper W (wide neck), grad. in amber, DIN EN ISO 1042 | 1 | 2 | 0 | 70172000 | 33.0883 | Catálogo web
BRAND | 36841 | Vol. flask BLAUBRAND-ETERNA A DE-M 25 ml Boro 3.3 NS 10/19, PP-stopper grad. in amber, DIN EN ISO 1042 | 1 | 2 | 0 | 70172000 | 33.4383 | Catálogo web
BRAND | 36842 | Vol. flask BLAUBRAND ETERNA A DE-M 25 ml W, Boro 3.3 NS 12/21, PP-stopper W (wide neck), grad. in amber, DIN EN ISO 1042 | 1 | 2 | 0 | 70172000 | 33.6016 | Catálogo web
BRAND | 36843 | Vol. flask BLAUBRAND-ETERNA A DE-M 10 ml W, Boro 3.3 NS 10/19, PP-stopper W (wide neck), grad. in amber, DIN EN ISO 1042 | 1 | 2 | 0 | 70172000 | 33.2517 | Catálogo web
BRAND | 36845 | Vol. flask BLAUBRAND-ETERNA A DE-M 20 ml, Boro 3.3, NS 10/19, PP-stopper grad. in amber, DIN EN ISO 1042 | 1 | 2 | 0 | 70172000 | 33.6016 | Catálogo web
BRAND | 36846 | Vol. flask BLAUBRAND-ETERNA A DE-M 20 ml W, Boro 3.3 NS 12/21, PP-stopper wide neck, grad.in amber, DIN EN ISO 1042 | 1 | 2 | 0 | 70172000 | 33.9283 | Catálogo web
BRAND | 36847 | Vol. flask BLAUBRAND-ETERNA A DE-M 50 ml, Boro 3.3, NS 12/21, PP-stopper grad. in amber, DIN EN ISO 1042 | 1 | 2 | 0 | 70172000 | 35.3514 | Catálogo web
BRAND | 36848 | Vol. flask BLAUBRAND-ETERNA A DE-M 50 ml W, Boro 3.3 NS 14/23, PP-stopper W (wide neck), grad. in amber, DIN EN ISO 1042 | 1 | 2 | 0 | 70172000 | 35.6081 | Catálogo web
BRAND | 36849 | Vol. flask BLAUBRAND-ETERNA A DE-M 100 ml, Boro 3.3, NS 14/23, PP-stopper grad. in amber, DIN EN ISO 1042 | 1 | 2 | 0 | 70172000 | 37.0313 | Catálogo web
BRAND | 36850 | Vol. flask BLAUBRAND-ETERNA A DE-M 200 ml, Boro 3.3, NS 14/23, PP-stopper grad. in amber, DIN EN ISO 1042 | 1 | 2 | 0 | 70172000 | 39.8543 | Catálogo web
BRAND | 36851 | Vol. flask BLAUBRAND-ETERNA A DE-M 250 ml, Boro 3.3, NS 14/23, PP-stopper grad. in amber, DIN EN ISO 1042 | 1 | 2 | 0 | 70172000 | 40.9276 | Catálogo web
BRAND | 36852 | Vol. flask BLAUBRAND-ETERNA A DE-M 500 ml, Boro 3.3, NS 19/26, PP-stopper grad. in amber, DIN EN ISO 1042 | 1 | 2 | 0 | 70172000 | 45.3604 | Catálogo web
BRAND | 36853 | Vol. flask BLAUBRAND-ETERNA A DE-M 1000 ml, Boro 3.3, NS 24/29, PP-stopper grad. in amber, DIN EN ISO 1042 | 1 | 1 | 0 | 70172000 | 67.4782 | Catálogo web
BRAND | 36854 | Vol. flask BLAUBRAND-ETERNA A DE-M 2000 ml, Boro 3.3, NS 29/32, PP-stopper grad. in amber, DIN EN ISO 1042 | 1 | 1 | 0 | 70172000 | 86.1897 | Catálogo web
BRAND | 36938 | Vol. flask, BLAUBRAND, USP, cl. A, cert. 5 ml, Boro 3.3, NS 10/19, PP-stopper grad. in blue, DIN EN ISO 1042, incl. USP Batch Certificate, pack of 2 | 1 | 2 | 0 | 70172000 | 34.6282 | Catálogo web
BRAND | 36943 | Vol. flask, BLAUBRAND, cl.A, USP, cert. 10 ml, Boro 3.3, NS 10/19, PP-stopper grad. in blue, DIN EN ISO 1042, incl. USP Batch Certificate, pack of 2 | 1 | 2 | 0 | 70172000 | 35.0715 | Catálogo web
BRAND | 36945 | Vol. flask, BLAUBRAND, cl.A, USP, cert. 20 ml, Boro 3.3, NS 10/19, PP-stopper grad. in blue, DIN EN ISO 1042, incl. USP Batch Certificate, pack of 2 | 1 | 2 | 0 | 70172000 | 34.6282 | Catálogo web
BRAND | 36947 | Vol. flask, BLAUBRAND, cl.A, USP, cert. 25 ml, Boro 3.3, NS 10/19, PP-stopper grad. in blue, DIN EN ISO 1042, with USP Batch Certificate, pack of 2 | 1 | 2 | 0 | 70172000 | 34.6282 | Catálogo web
BRAND | 36948 | Vol.flask, BLAUBRAND, cl. A, USP, cert. 50 ml, Boro 3.3, NS 12/21, PP-stopper grad. in blue, DIN EN ISO 1042, with USP Batch Certificate, pack of 2 | 1 | 2 | 0 | 70172000 | 36.4947 | Catálogo web
BRAND | 36949 | Vol. flask, BLAUBRAND, cl.A, USP, cert. 100 ml, Boro 3.3, NS 14/23, PP-stopper grad. in blue, DIN EN ISO 1042, with USP Batch Certificate, pack of 2 | 1 | 2 | 0 | 70172000 | 38.1278 | Catálogo web
BRAND | 36950 | Vol. flask, BLAUBRAND, cl.A, USP, cert. 200 ml, Boro 3.3, NS 14/23, PP-stopper grad. in blue, DIN EN ISO 1042, with USP Batch Certificate, pack of 2 | 1 | 2 | 0 | 70172000 | 41.3242 | Catálogo web
BRAND | 36951 | Vol. flask, BLAUBRAND, cl.A, USP, cert. 250 ml, Boro 3.3, NS 14/23, PP-stopper grad. in blue, DIN EN ISO 1042, with USP Batch Certificate, pack of 2 | 1 | 2 | 0 | 70172000 | 42.3507 | Catálogo web
BRAND | 36952 | Vol. flask, BLAUBRAND, cl.A, USP, cert. 500 ml, Boro 3.3, NS 19/26, PP-stopper grad. in blue, DIN EN ISO 1042, with USP Batch Certificate, pack of 2 | 1 | 2 | 0 | 70172000 | 47.1803 | Catálogo web
BRAND | 36953 | Vol. flask, BLAUBRAND, Kl.A, USP, cert. 1000 ml, Boro 3.3, NS 24/29, PP-stopper grad. in blue, DIN EN ISO 1042, with USP Batch Certificate, pack of 1 | 1 | 1 | 0 | 70172000 | 70.5813 | Catálogo web
BRAND | 36954 | Vol.flask, BLAUBRAND, cl.A, USP, cert. 2000 ml, Boro 3.3, NS 29/32, PP-stopper grad. in blue, DIN EN ISO 1042, with USP Batch Certificate, pack of 1 | 1 | 1 | 0 | 70172000 | 90.5293 | Catálogo web
BRAND | 36968 | Vol. flask, BLAUBRAND, USP, cl. A, cert. 5 ml, Boro 3.3 NS 10/19, glass-stopper grad. in blue, DIN EN ISO 1042, incl. USP Batch Certificate, pack of 2 | 1 | 2 | 0 | 70172000 | 38.1745 | Catálogo web
BRAND | 36973 | Vol. flask, BLAUBRAND, USP, cl. A, cert. 10 ml Boro 3.3 NS 10/19 glass-stopper grad. in blue, DIN EN ISO 1042, incl. USP Batch Certificate, pack of 2 | 1 | 2 | 0 | 70172000 | 38.5245 | Catálogo web
BRAND | 36975 | Vol. flask, BLAUBRAND, USP, cl. A, cert. 20 ml Boro 3.3 NS 10/19 glass-stopper grad. in blue, DIN EN ISO 1042, incl. USP Batch Certificate, pack of 2 | 1 | 2 | 0 | 70172000 | 38.4778 | Catálogo web
BRAND | 36977 | Vol. flask, BLAUBRAND, USP, cl. A, cert. 25 ml Boro 3.3 NS 10/19 glass-stopper grad. in blue, DIN EN ISO 1042, incl. USP Batch Certificate, pack of 2 | 1 | 2 | 0 | 70172000 | 38.4778 | Catálogo web
BRAND | 36978 | Vol. flask, BLAUBRAND, USP, cl. A, cert. 50 ml Boro 3.3 NS 12/21 glass-stopper grad. in blue, DIN EN ISO 1042, incl. USP Batch Certificate, pack of 2 | 1 | 2 | 0 | 70172000 | 40.3909 | Catálogo web
BRAND | 36979 | Vol. flask, BLAUBRAND, USP, cl. A, cert. 100 ml Boro 3.3 NS 14/23 glass-stopper grad. in blue, DIN EN ISO 1042, incl. USP Batch Certificate, pack of 2 | 1 | 2 | 0 | 70172000 | 42.2574 | Catálogo web
BRAND | 36980 | Vol. flask, BLAUBRAND, USP, cl. A, cert. 200 ml Boro 3.3 NS 14/23 glass-stopper grad. in blue, DIN EN ISO 1042, incl. USP Batch Certificate, pack of 2 | 1 | 2 | 0 | 70172000 | 44.7305 | Catálogo web
BRAND | 36981 | Vol. flask, BLAUBRAND, USP, cl. A, cert. 250 ml Boro 3.3 NS 14/23 glass-stopper grad. in blue, DIN EN ISO 1042, incl. USP Batch Certificate, pack of 2 | 1 | 2 | 0 | 70172000 | 45.8504 | Catálogo web
BRAND | 36982 | Vol. flask, BLAUBRAND, USP, cl. A, cert. 500 ml Boro 3.3 NS 19/26 glass-stopper grad. in blue, DIN EN ISO 1042, incl. USP Batch Certificate, pack of 2 | 1 | 2 | 0 | 70172000 | 51.4265 | Catálogo web
BRAND | 36983 | Vol. flask, BLAUBRAND, USP, cl. A, cert. 1000 ml Boro 3.3 NS 24/29 glass-stopper grad. in blue, DIN EN ISO 1042, incl. USP Batch Certificate, pack of 1 | 1 | 1 | 0 | 70172000 | 78.1638 | Catálogo web
BRAND | 36984 | Vol. flask, BLAUBRAND, USP, cl. A, cert. 2000 ml Boro 3.3 NS 29/32 glass-stopper grad. in blue, DIN EN ISO 1042, incl. USP Batch Certificate, pack of 1 | 1 | 1 | 0 | 70172000 | 98.6951 | Catálogo web
BRAND | 37045 | Vol. flask BLAUBRAND class A DE-M 10 ml W, Boro 3.3, flanged rim W (wide neck), grad. in blue, DIN EN ISO 1042 | 1 | 2 | 0 | 70172000 | 30.7319 | Catálogo web
BRAND | 37046 | Vol. flask BLAUBRAND class A DE-M 20 ml, Boro 3.3, flanged rim grad. in blue, DIN EN ISO 1042 | 1 | 2 | 0 | 70172000 | 31.3618 | Catálogo web
BRAND | 37047 | Vol. flask BLAUBRAND class A DE-M 25 ml, Boro 3.3, flanged rim grad. in blue, DIN EN ISO 1042 | 1 | 2 | 0 | 70172000 | 31.3618 | Catálogo web
BRAND | 37048 | Vol. flask BLAUBRAND class A DE-M 50 ml, Boro 3.3, flanged rim grad. in blue, DIN EN ISO 1042 | 1 | 2 | 0 | 70172000 | 32.5751 | Catálogo web
BRAND | 37049 | Vol. flask BLAUBRAND class A DE-M 100 ml, Boro 3.3, flanged rim grad. in blue, DIN EN ISO 1042 | 1 | 2 | 0 | 70172000 | 34.5582 | Catálogo web
BRAND | 37050 | Vol. flask BLAUBRAND class A DE-M 200 ml, Boro 3.3, flanged rim grad. in blue, DIN EN ISO 1042 | 1 | 2 | 0 | 70172000 | 40.8109 | Catálogo web
BRAND | 37051 | Vol. flask BLAUBRAND class A DE-M 250 ml, Boro 3.3, flanged rim grad. in blue, DIN EN ISO 1042 | 1 | 2 | 0 | 70172000 | 41.1842 | Catálogo web
BRAND | 37052 | Vol. flask BLAUBRAND class A DE-M 500 ml, Boro 3.3, flanged rim grad. in blue, DIN EN ISO 1042 | 1 | 2 | 0 | 70172000 | 47.7869 | Catálogo web
BRAND | 37053 | Vol. flask BLAUBRAND class A DE-M 1000 ml, Boro 3.3, flanged rim grad. in blue, DIN EN ISO 1042 | 1 | 1 | 0 | 70172000 | 66.0084 | Catálogo web
BRAND | 37233 | Vol. flask BLAUBRAND class A DE-M 150 ml, Boro 3.3, NS 14/23, PP-stopper grad. in blue, DIN EN ISO 1042 | 1 | 2 | 0 | 70172000 | 42.3041 | Catálogo web
BRAND | 37234 | Vol. flask BLAUBRAND class A DE-M 1000 ml W, Boro 3.3 NS 29/32, PP-stopper W (wide neck), grad. in blue, DIN EN ISO 1042 | 1 | 1 | 0 | 70172000 | 72.4944 | Catálogo web
BRAND | 37236 | Vol. flask BLAUBRAND class A DE-M 10000 ml, Boro 3.3, NS 45/40, PE-stopper grad. in blue, supplementary to DIN | 1 | 1 | 0 | 70172000 | 364.0852 | Catálogo web
BRAND | 37238 | Vol. flask BLAUBRAND class A DE-M 5 ml W, Boro 3.3 NS 10/19, PP-stopper W (wide neck), grad. in blue, DIN EN ISO 1042 | 1 | 2 | 0 | 70172000 | 33.0883 | Catálogo web
BRAND | 37241 | Vol. flask BLAUBRAND class A DE-M 10 ml, Boro 3.3 NS 7/16, PP-stopper grad. in blue, DIN EN ISO 1042 | 1 | 2 | 0 | 70172000 | 33.0883 | Catálogo web
BRAND | 37243 | Vol. flask BLAUBRAND class A DE-M 10 ml W, Boro 3.3 NS 10/19, PP-stopper W (wide neck), grad. in blue, DIN EN ISO 1042 | 1 | 2 | 0 | 70172000 | 33.2517 | Catálogo web
BRAND | 37245 | Vol. flask BLAUBRAND class A DE-M 20 ml W, Boro 3.3 NS 12/21, PP-stopper wide neck, grad. in blue, DIN EN ISO 1042 | 1 | 2 | 0 | 70172000 | 33.9283 | Catálogo web
BRAND | 37246 | Vol. flask BLAUBRAND class A DE-M 20 ml, Boro 3.3, NS 10/19, PP-stopper grad. in blue, DIN EN ISO 1042 | 1 | 2 | 0 | 70172000 | 33.6016 | Catálogo web
BRAND | 37247 | Vol. flask BLAUBRAND class A DE-M 25 ml, Boro 3.3, NS 10/19, PP-stopper grad. in blue, DIN EN ISO 1042 | 1 | 2 | 0 | 70172000 | 33.6016 | Catálogo web
BRAND | 37248 | Vol. flask BLAUBRAND class A DE-M 50 ml, Boro 3.3, NS 12/21, PP-stopper grad. in blue, DIN EN ISO 1042 | 1 | 2 | 0 | 70172000 | 35.3514 | Catálogo web
BRAND | 37249 | Vol. flask BLAUBRAND class A DE-M 100 ml, Boro 3.3, NS 12/21, PP-stopper grad. in blue, DIN EN ISO 1042 | 1 | 2 | 0 | 70172000 | 37.0313 | Catálogo web
BRAND | 37250 | Vol. flask BLAUBRAND class A DE-M 200 ml, Boro 3.3, NS 14/23, PP-stopper grad. in blue, DIN EN ISO 1042 | 1 | 2 | 0 | 70172000 | 39.8543 | Catálogo web
BRAND | 37251 | Vol. flask BLAUBRAND class A DE-M 250 ml, Boro 3.3, NS 14/23, PP-stopper grad. in blue, DIN EN ISO 1042 | 1 | 2 | 0 | 70172000 | 40.9276 | Catálogo web
BRAND | 37252 | Vol. flask BLAUBRAND class A DE-M 500 ml, Boro 3.3, NS 19/26, PP-stopper grad. in blue, DIN EN ISO 1042 | 1 | 2 | 0 | 70172000 | 45.3604 | Catálogo web
BRAND | 37253 | Vol. flask BLAUBRAND class A DE-M 1000 ml, Boro 3.3, NS 24/29, PP-stopper grad. in blue, DIN EN ISO 1042 | 1 | 1 | 0 | 70172000 | 67.4782 | Catálogo web
BRAND | 37254 | Vol. flask BLAUBRAND class A DE-M 2000 ml, Boro 3.3, NS 29/32, PP-stopper grad. in blue, DIN EN ISO 1042 | 1 | 1 | 0 | 70172000 | 86.1897 | Catálogo web
BRAND | 37255 | Vol. flask BLAUBRAND class A DE-M 5000 ml, Boro 3.3, NS 34/35, PE-stopper grad. in blue, DIN EN ISO 1042 | 1 | 1 | 0 | 70172000 | 192.8357 | Catálogo web
BRAND | 37256 | Vol. flask BLAUBRAND class A DE-M 5 ml W Boro 3.3 NS10/19 glass stopper grad. in blue, DIN EN ISO 1042 | 1 | 2 | 0 | 70172000 | 36.1914 | Catálogo web
BRAND | 37257 | Vol. flask BLAUBRAND class A DE-M 20 ml, Boro 3.3 NS 10/19 glass stopper grad. in blue, DIN EN ISO 1042 | 1 | 2 | 0 | 70172000 | 36.7513 | Catálogo web
BRAND | 37258 | Vol. flask BLAUBRAND class A DE-M 25 ml, Boro 3.3 NS 10/19 glass stopper grad. in blue, DIN EN ISO 1042 | 1 | 2 | 0 | 70172000 | 36.7513 | Catálogo web
BRAND | 37259 | Vol. flask BLAUBRAND class A DE-M 50 ml, Boro 3.3 NS 12/21 glass stopper grad. in blue, DIN EN ISO 1042 | 1 | 2 | 0 | 70172000 | 38.5711 | Catálogo web
BRAND | 37260 | Vol. flask BLAUBRAND class A DE-M 100 ml, Boro 3.3 NS 12/21 glass stopper grad. in blue, DIN EN ISO 1042 | 1 | 2 | 0 | 70172000 | 39.7843 | Catálogo web
BRAND | 37261 | Vol. flask BLAUBRAND class A DE-M 200 ml, Boro 3.3 NS 14/23 glass stopper grad. in blue, DIN EN ISO 1042 | 1 | 2 | 0 | 70172000 | 42.6541 | Catálogo web
BRAND | 37262 | Vol. flask BLAUBRAND class A DE-M 250 ml, Boro 3.3 NS 14/23 glass stopper grad. in blue, DIN EN ISO 1042 | 1 | 2 | 0 | 70172000 | 43.5873 | Catálogo web
BRAND | 37263 | Vol. flask BLAUBRAND class A DE-M 500 ml, Boro 3.3 NS 19/26 glass stopper grad. in blue, DIN EN ISO 1042 | 1 | 2 | 0 | 70172000 | 48.8134 | Catálogo web
BRAND | 37264 | Vol. flask BLAUBRAND class A DE-M 1000 ml, Boro 3.3 NS 24/29 glass stopper grad. in blue, DIN EN ISO 1042 | 1 | 1 | 0 | 70172000 | 73.381 | Catálogo web
BRAND | 37265 | Vol. flask BLAUBRAND class A DE-M 2000 ml, Boro 3.3 NS 29/32 glass stopper grad. in blue, DIN EN ISO 1042 | 1 | 1 | 0 | 70172000 | 92.3024 | Catálogo web
BRAND | 37266 | Vol. flask BLAUBRAND class A DE-M 5000 ml, Boro 3.3 NS 34/35 glass stopper grad. in blue, DIN EN ISO 1042 | 1 | 1 | 0 | 70172000 | 208.3508 | Catálogo web
BRAND | 37267 | Vol. flask BLAUBRAND class A DE-M 10 ml W Boro 3.3 NS10/19 glass stopper W (wide neck), grad. in blue, DIN EN ISO 1042 | 1 | 2 | 0 | 70172000 | 36.308 | Catálogo web
BRAND | 37268 | Vol. flask BLAUBRAND class A DE-M 20 ml W Boro 3.3 NS12/21 glass stopper W (wide neck), grad. in blue, DIN EN ISO 1042 | 1 | 2 | 0 | 70172000 | 37.1246 | Catálogo web
BRAND | 37288 | Vol. flask BLAUBRAND class A DE-M 50 ml W Boro 3.3 NS14/23 glass stopper W (wide neck), grad. in blue, DIN EN ISO 1042 | 1 | 2 | 0 | 70172000 | 38.9211 | Catálogo web
BRAND | 37289 | Vol. flask BLAUBRAND class A DE-M 100 ml Boro 3.3 NS 14/23 glass stopper W (wide neck), grad. in blue, DIN EN ISO 1042 | 1 | 2 | 0 | 70172000 | 40.3443 | Catálogo web
BRAND | 37290 | Vol. flask BLAUBRAND class A DE-M 50 ml W Boro 3.3 NS 14/23, PP-stopper W (wide neck), grad. in blue, DIN EN ISO 1042 | 1 | 2 | 0 | 70172000 | 35.6081 | Catálogo web
BRAND | 37291 | Vol. flask BLAUBRAND class A DE-M 100 ml Boro 3.3 NS 14/23, PP-stopper grad. in blue, DIN EN ISO 1042 | 1 | 2 | 0 | 70172000 | 37.0313 | Catálogo web
BRAND | 37293 | Vol. flask BLAUBRAND class A DE-M 25 ml W Boro 3.3 NS 12/21, PP-stopper W (wide neck), grad. in blue, DIN EN ISO 1042 | 1 | 2 | 0 | 70172000 | 35.6081 | Catálogo web
BRAND | 37294 | Vol. flask BLAUBRAND class A DE-M 25 ml W Boro 3.3 NS12/21 glass stopper W (wide neck), grad. in blue, DIN EN ISO 1042 | 1 | 2 | 0 | 70172000 | 37.4746 | Catálogo web
BRAND | 37401 | Vol. flask BLAUBRAND A DE-M amber 5 ml W Boro 3.3 NS 10/19, PP-stopper W (wide neck), amber glass, grad. in white, DIN EN ISO 1042 | 1 | 2 | 0 | 70172000 | 49.9333 | Catálogo web
BRAND | 37402 | Vol. flask BLAUBRAND A DE-M amber 10 ml W Boro 3.3 NS 10/19, PP-stopper W (wide neck), amber glass, grad. in white, DIN EN ISO 1042 | 1 | 2 | 0 | 70172000 | 49.9333 | Catálogo web
BRAND | 37403 | Vol. flask BLAUBRAND A DE-M amber 20 ml, Boro 3.3, NS 10/19, PP-stopper amber glass, grad. in white, DIN EN ISO 1042 | 1 | 2 | 0 | 70172000 | 49.7933 | Catálogo web
BRAND | 37404 | Vol. flask BLAUBRAND A DE-M amber 25 ml, Boro 3.3, NS 10/19, PP-stopper amber glass, grad. in white, DIN EN ISO 1042 | 1 | 2 | 0 | 70172000 | 49.7933 | Catálogo web
BRAND | 37405 | Vol. flask BLAUBRAND A DE-M amber 50 ml, Boro 3.3, NS 12/21, PP-stopper amber glass, grad. in white, DIN EN ISO 1042 | 1 | 2 | 0 | 70172000 | 51.2632 | Catálogo web
BRAND | 37406 | Vol. flask BLAUBRAND A DE-M amber 50 ml W Boro 3.3 NS 14/23, PP-stopper W (wide neck), amber glass, grad. in white, DIN EN ISO 1042 | 1 | 2 | 0 | 70172000 | 52.0331 | Catálogo web
BRAND | 37407 | Vol. flask BLAUBRAND A DE-M amber 100 ml, Boro 3.3, NS 14/23, PP-stopper amber glass, grad. in white, DIN EN ISO 1042 | 1 | 2 | 0 | 70172000 | 51.8231 | Catálogo web
BRAND | 37408 | Vol. flask BLAUBRAND A DE-M amber 200 ml, Boro 3.3, NS 14/23, PP-stopper amber glass, grad. in white, DIN EN ISO 1042 | 1 | 2 | 0 | 70172000 | 60.4323 | Catálogo web
BRAND | 37409 | Vol. flask BLAUBRAND A DE-M amber 250 ml, Boro 3.3, NS 14/23, PP-stopper amber glass, grad. in white, DIN EN ISO 1042 | 1 | 2 | 0 | 70172000 | 65.1685 | Catálogo web
BRAND | 37410 | Vol. flask BLAUBRAND A DE-M amber 500 ml, Boro 3.3, NS 19/26, PP-stopper amber glass, grad. in white, DIN EN ISO 1042 | 1 | 2 | 0 | 70172000 | 77.5106 | Catálogo web
BRAND | 37411 | Vol. flask BLAUBRAND class A DE-M amber 1000 ml, Boro 3.3, NS 24/29, PP-stopper grad. in white, DIN EN ISO 1042 | 1 | 1 | 0 | 70172000 | 110.8972 | Catálogo web
BRAND | 37412 | Vol. flask BLAUBRAND class A DE-M amber 20 ml w, Boro 3.3 NS 12/21 PP-stopper grad. in white, DIN EN ISO 1042 | 1 | 2 | 0 | 70172000 | 52.1498 | Catálogo web
BRAND | 37413 | Vol. flask BLAUBRAND class A DE-M amber 25 ml w, Boro 3.3 NS 12/21 PP-stopper grad. in white, DIN EN ISO 1042 | 1 | 2 | 0 | 70172000 | 52.1498 | Catálogo web
BRAND | 37438 | Vol. flask BLAUBRAND A DE-M amber 5 ml W Boro 3.3 NS 10/19 glass stopper W (wide neck), amber glass, grad. in white, DIN EN ISO 1042 | 1 | 2 | 0 | 70172000 | 55.9294 | Catálogo web
BRAND | 37443 | Vol. flask BLAUBRAND A DE-M amber 10 ml W Boro 3.3 NS 10/19 glass stopper W (wide neck), amber glass, grad. in white, DIN EN ISO 1042 | 1 | 2 | 0 | 70172000 | 55.9294 | Catálogo web
BRAND | 37445 | Vol. flask BLAUBRAND A DE-M amber 50 ml W Boro 3.3 NS 14/23 glass stopper W (wide neck), amber glass, grad. in white, DIN EN ISO 1042 | 1 | 2 | 0 | 70172000 | 58.3325 | Catálogo web
BRAND | 37446 | Vol. flask BLAUBRAND A DE-M amber 20 ml Boro 3.3 NS 10/19 glass stopper amber glass, grad. in white, DIN EN ISO 1042 | 1 | 2 | 0 | 70172000 | 55.7661 | Catálogo web
BRAND | 37447 | Vol. flask BLAUBRAND A DE-M amber 25 ml Boro 3.3 NS 10/19, glass stopper amber glass, grad. in white, DIN EN ISO 1042 | 1 | 2 | 0 | 70172000 | 55.7661 | Catálogo web
BRAND | 37448 | Vol. flask BLAUBRAND A DE-M amber 50 ml Boro 3.3 NS 12/21, glass stopper amber glass, grad. in white, DIN EN ISO 1042 | 1 | 2 | 0 | 70172000 | 57.4926 | Catálogo web
BRAND | 37449 | Vol. flask BLAUBRAND A DE-M amber 100 ml Boro 3.3 NS 14/23, glass stopper amber glass, grad. in white, DIN EN ISO 1042 | 1 | 2 | 0 | 70172000 | 58.0292 | Catálogo web
BRAND | 37450 | Vol. flask BLAUBRAND A DE-M amber 200 ml Boro 3.3 NS 14/23, glass stopper amber glass, grad. in white, DIN EN ISO 1042 | 1 | 2 | 0 | 70172000 | 66.3817 | Catálogo web
BRAND | 37451 | Vol. flask BLAUBRAND A DE-M amber 250 ml Boro 3.3 NS 14/23, glass stopper amber glass, grad. in white, DIN EN ISO 1042 | 1 | 2 | 0 | 70172000 | 71.0479 | Catálogo web
BRAND | 37452 | Vol. flask BLAUBRAND A DE-M amber 500 ml Boro 3.3 NS 19/26, glass stopper amber glass, grad. in white, DIN EN ISO 1042 | 1 | 2 | 0 | 70172000 | 84.3699 | Catálogo web
BRAND | 37453 | Vol. flask BLAUBRAND A DE-M amber 1000 ml Boro 3.3 NS 24/29, glass stopper amber glass, grad. in white, DIN EN ISO 1042 | 1 | 1 | 0 | 70172000 | 123.3326 | Catálogo web
BRAND | 37461 | Vol. flask BB cl. A USP DE-M amber 5 ml, Boro 3.3 NS 10/19 glass stopper grad. in white, DIN EN ISO 1042, incl. USP Batch Certificate, pack of 2 | 1 | 2 | 0 | 70172000 | 59.1257 | Catálogo web
BRAND | 37462 | Vol. flask BB cl. A USP DE-M amber 10 ml, Boro 3.3 NS 10/19 glass stopper grad. in white, DIN EN ISO 1042, incl. USP Batch Certificate, pack of 2 | 1 | 2 | 0 | 70172000 | 59.1257 | Catálogo web
BRAND | 37463 | Vol. flask BB cl. A USP DE-M amber 20 ml, Boro 3.3 NS 10/19 glass stopper grad. in white, DIN EN ISO 1042, incl. USP Batch Certificate, pack of 2 | 1 | 2 | 0 | 70172000 | 58.9158 | Catálogo web
BRAND | 37464 | Vol. flask BB cl. A USP DE-M amber 25 ml, Boro 3.3 NS 10/19 glass stopper grad. in white, DIN EN ISO 1042, incl. USP Batch Certificate, pack of 2 | 1 | 2 | 0 | 70172000 | 58.9158 | Catálogo web
BRAND | 37465 | Vol. flask BB cl. A USP DE-M amber 50 ml, Boro 3.3 NS 12/21 glass stopper grad. in white, DIN EN ISO 1042, incl. USP Batch Certificate, pack of 2 | 1 | 2 | 0 | 70172000 | 60.9689 | Catálogo web
BRAND | 37467 | Vol. flask BB cl. A USP DE-M amber 100 ml, Boro 3.3 NS 14/23 glass stopper grad. in white, DIN EN ISO 1042, incl. USP Batch Certificate, pack of 2 | 1 | 2 | 0 | 70172000 | 61.3888 | Catálogo web
BRAND | 37468 | Vol. flask BB cl. A USP DE-M amber 200 ml, Boro 3.3 NS 14/23 glass stopper grad. in white, DIN EN ISO 1042, incl. USP Batch Certificate, pack of 2 | 1 | 2 | 0 | 70172000 | 70.8379 | Catálogo web
BRAND | 37469 | Vol. flask BB cl. A USP DE-M amber 250 ml, Boro 3.3 NS 14/23 glass stopper grad. in white, DIN EN ISO 1042, incl. USP Batch Certificate, pack of 2 | 1 | 2 | 0 | 70172000 | 75.7141 | Catálogo web
BRAND | 37470 | Vol. flask BB cl. A USP DE-M amber 500 ml, Boro 3.3 NS 19/26 glass stopper grad. in white, DIN EN ISO 1042, incl. USP Batch Certificate, pack of 2 | 1 | 2 | 0 | 70172000 | 90.1093 | Catálogo web
BRAND | 37471 | Vol. flask BB cl. A USP DE-M amber 1000 ml, Boro 3.3 NS 24/29 glass stopper grad. in white, DIN EN ISO 1042, incl. USP Batch Certificate, pack of 1 | 1 | 1 | 0 | 70172000 | 132.1518 | Catálogo web
BRAND | 37481 | Vol. flask BB cl. A USP DE-M amber 5 ml, Boro 3.3, NS 10/19, PP stopper grad. in white, DIN EN ISO 1042, incl. USP Batch Certificate, pack of 2 | 1 | 2 | 0 | 70172000 | 52.5697 | Catálogo web
BRAND | 37482 | Vol. flask BB cl. A USP DE-M amber 10 ml, Boro 3.3, NS 10/19, PP stopper grad. in white, DIN EN ISO 1042, incl. USP Batch Certificate, pack of 2 | 1 | 2 | 0 | 70172000 | 52.5697 | Catálogo web
BRAND | 37483 | Vol. flask BB cl. A USP DE-M amber 20 ml, Boro 3.3, NS 10/19, PP stopper grad. in white, DIN EN ISO 1042, incl. USP Batch Certificate, pack of 2 | 1 | 2 | 0 | 70172000 | 52.5697 | Catálogo web
BRAND | 37484 | Vol. flask BB cl. A USP DE-M amber 25 ml, Boro 3.3, NS 10/19, PP stopper grad. in white, DIN EN ISO 1042, incl. USP Batch Certificate, pack of 2 | 1 | 2 | 0 | 70172000 | 52.5697 | Catálogo web
BRAND | 37485 | Vol. flask BB cl. A USP DE-M amber 50 ml, Boro 3.3, NS 12/21, PP stopper grad. in white, DIN EN ISO 1042, incl. USP Batch Certificate, pack of 2 | 1 | 2 | 0 | 70172000 | 54.2496 | Catálogo web
BRAND | 37487 | Vol. flask BB cl. A USP DE-M amber 100 ml, Boro 3.3, NS 14/23, PP stopper grad. in white, DIN EN ISO 1042, incl. USP Batch Certificate, pack of 2 | 1 | 2 | 0 | 70172000 | 54.5529 | Catálogo web
BRAND | 37488 | Vol. flask BB cl. A USP DE-M amber 200 ml, Boro 3.3, NS 14/23, PP stopper grad. in white, DIN EN ISO 1042, incl. USP Batch Certificate, pack of 2 | 1 | 2 | 0 | 70172000 | 64.1652 | Catálogo web
BRAND | 37489 | Vol. flask BB cl. A USP DE-M amber 250 ml, Boro 3.3, NS 14/23, PP stopper grad. in white, DIN EN ISO 1042, incl. USP Batch Certificate, pack of 2 | 1 | 2 | 0 | 70172000 | 69.1581 | Catálogo web
BRAND | 37490 | Vol. flask BB cl. A USP DE-M amber 500 ml, Boro 3.3, NS 19/26, PP stopper grad. in white, DIN EN ISO 1042, incl. USP Batch Certificate, pack of 2 | 1 | 2 | 0 | 70172000 | 82.5967 | Catálogo web
BRAND | 37491 | Vol. flask BB cl. A USP DE-M amber 1000 ml, Boro 3.3, NS 24/29, PP stopper grad. in white, DIN EN ISO 1042, incl. USP Batch Certificate, pack of 1 | 1 | 1 | 0 | 70172000 | 118.9231 | Catálogo web
BRAND | 38204 | Vol. flask with 3 marks DAkkS cal. BB, A NS 10/19 PP stopper, for Disp. 10 ml incl. DAkkS certificate, Boro 3.3, conf. certified, DIN EN ISO 1042, pack of 1 | 1 | 1 | 0 | 70172000 | 206.601 | Catálogo web
BRAND | 38206 | Vol. flask with 3 marks DAkkS cal. BB, A NS 10/19 PP stopper, for Disp. 25 ml incl. DAkkS certificate, Boro 3.3, conf. certified, DIN EN ISO 1042, pack of 1 | 1 | 1 | 0 | 70172000 | 208.7708 | Catálogo web
BRAND | 38208 | Vol. flask with 3 marks DAkkS cal. BB, A NS 12/21 PP stopper, for Disp. 50 ml incl. DAkkS certificate, Boro 3.3, conf. certified, DIN EN ISO 1042, pack of 1 | 1 | 1 | 0 | 70172000 | 214.4402 | Catálogo web
BRAND | 38210 | Vol. flask with 3 marks DAkkS cal. BB, A NS 14/23 PP stopper, for Disp. 100 ml incl. DAkkS certificate, Boro 3.3, conf. certified, DIN EN ISO 1042, pack of 1 | 1 | 1 | 0 | 70172000 | 224.6592 | Catálogo web
BRAND | 41620 | Graduated cylinder, low form, 25 ml: 0,5 ml, PP, embossed scale | 1 | 10 | 0 | 39269097 | 19.953 | Catálogo web
BRAND | 41628 | Graduated cylinder, low form, 50 ml: 1,0 ml, PP, embossed scale | 1 | 10 | 0 | 39269097 | 21.1195 | Catálogo web
BRAND | 41638 | Graduated cylinder, low form, 100 ml: 2,0 ml, PP, embossed scale | 1 | 10 | 0 | 39269097 | 21.6328 | Catálogo web
BRAND | 41648 | Graduated cylinder, low form, 250 ml: 5,0 ml, PP, embossed scale | 1 | 5 | 0 | 39269097 | 24.5025 | Catálogo web
BRAND | 41654 | Graduated cylinder, low form, 500 ml: 10,0 ml, PP, embossed scale | 1 | 5 | 0 | 39269097 | 27.1856 | Catálogo web
BRAND | 41662 | Graduated cylinder, low form, 1000 ml: 20,0 ml, PP, embossed scale | 1 | 5 | 0 | 39269097 | 31.3152 | Catálogo web
BRAND | 42008 | Grad. cylinder low f. SILBERBRAND-ETERNA 10 ml: 1 ml, Boro 3.3, grad. in amber short graduation marks | 1 | 2 | 0 | 70172000 | 26.9989 | Catálogo web
BRAND | 42020 | Grad. cylinder low f. SILBERBRAND-ETERNA 25 ml: 1 ml, Boro 3.3, grad. in amber short graduation marks | 1 | 2 | 0 | 70172000 | 26.9989 | Catálogo web
BRAND | 42028 | Grad. cylinder low f. SILBERBRAND-ETERNA 50 ml: 2 ml, Boro 3.3, grad. in amber short graduation marks | 1 | 2 | 0 | 70172000 | 27.2556 | Catálogo web
BRAND | 42038 | Grad. cylinder low f. SILBERBRAND-ETERNA 100 ml: 2 ml, Boro 3.3, grad. in amber short graduation marks | 1 | 2 | 0 | 70172000 | 29.7753 | Catálogo web
BRAND | 42048 | Grad. cylinder low f. SILBERBRAND-ETERNA 250 ml: 5 ml, Boro 3.3, grad. in amber short graduation marks | 1 | 2 | 0 | 70172000 | 41.1842 | Catálogo web
BRAND | 42054 | Grad. cylinder low f. SILBERBRAND-ETERNA 500 ml:10 ml, Boro 3.3, grad. in amber short graduation marks | 1 | 2 | 0 | 70172000 | 54.7628 | Catálogo web
BRAND | 42062 | Grad. cylinder low f. SILBERBRAND-ETERNA 1000 ml:20 ml, Boro 3.3, grad. in amber short graduation marks | 1 | 1 | 0 | 70172000 | 75.2475 | Catálogo web
BRAND | 42064 | Grad. cylinder low f. SILBERBRAND-ETERNA 2000 ml:50 ml, Boro 3.3, grad. in amber short graduation marks | 1 | 1 | 0 | 70172000 | 118.7131 | Catálogo web
BRAND | 43055 | Autom. pipette, Boro 3.3, clear glass 5 ml, dosing attachment NS 29/32 without bottle 126963 | 1 | 1 | 0 | 70172000 | 116.2867 | Catálogo web
BRAND | 43058 | Autom. pipette, Boro 3.3, clear glass 10 ml, dosing attachment NS 29/32 without bottle 126963 | 1 | 1 | 0 | 70172000 | 120.0196 | Catálogo web
BRAND | 43066 | Autom. pipette, Boro 3.3, clear glass 20 ml, dosing attachment NS 29/32 without bottle 126963 | 1 | 1 | 0 | 70172000 | 127.6256 | Catálogo web
BRAND | 43070 | Autom. pipette, Boro 3.3, clear glass 25 ml, dosing attachment NS 29/32 without bottle 126963 | 1 | 1 | 0 | 70172000 | 135.5581 | Catálogo web
BRAND | 43078 | Autom. pipette, Boro 3.3, clear glass 50 ml, dosing attachment NS 29/32 without bottle 126963 | 1 | 1 | 0 | 70172000 | 175.7807 | Catálogo web
BRAND | 43088 | Autom. pipette, Boro 3.3, clear glass 100 ml, dosing attachment NS 29/32 without bottle 126963 | 1 | 1 | 0 | 70172000 | 181.8235 | Catálogo web
BRAND | 43205 | Density bottle, Gay-Lussac pattern 5 ml uncalibrated borosilicate gl. 3.3 DIN ISO 3507 | 1 | 2 | 0 | 70172000 | 64.8185 | Catálogo web
BRAND | 43208 | Density bottle, Gay-Lussac pattern 10 ml uncalibrated borosilicate gl. 3.3 DIN ISO 3507 | 1 | 2 | 0 | 70172000 | 73.1477 | Catálogo web
BRAND | 43220 | Density bottle, Gay-Lussac pattern 25 ml uncalibrated borosilicate gl. 3.3 DIN ISO 3507 | 1 | 2 | 0 | 70172000 | 81.1502 | Catálogo web
BRAND | 43228 | Density bottle, Gay-Lussac pattern 50 ml uncalibrated borosilicate gl. 3.3 DIN ISO 3507 | 1 | 2 | 0 | 70172000 | 83.9266 | Catálogo web
BRAND | 43238 | Density bottle, Gay-Lussac pattern 100 ml uncalibrated borosilicate gl. 3.3 DIN ISO 3507 | 1 | 2 | 0 | 70172000 | 109.3107 | Catálogo web
BRAND | 43305 | Density bottle, Gay-Lussac, BB ind.cert. 5 ml calibrated borosilicate glass 3.3 DIN ISO 3507 | 1 | 1 | 0 | 70172000 | 94.4722 | Catálogo web
BRAND | 43308 | Density bottle Gay-Lussac BB ind.cert. 10 ml calibrated borosilicate glass 3.3 DIN ISO 3507 | 1 | 1 | 0 | 70172000 | 97.0853 | Catálogo web
BRAND | 43320 | Density bottle Gay-Lussac BB ind.cert. 25 ml calibrated borosilicate glass 3.3 DIN ISO 3507 | 1 | 1 | 0 | 70172000 | 104.7845 | Catálogo web
BRAND | 43328 | Density bottle Gay-Lussac BB ind.cert. 50 ml calibrated borosilicate glass 3.3 DIN ISO 3507 | 1 | 1 | 0 | 70172000 | 117.1733 | Catálogo web
BRAND | 43338 | Density bottle Gay-Lussac BB ind.cert. 100 ml, calibrated, borosilicate gl. 3.3 DIN ISO 3507 | 1 | 1 | 0 | 70172000 | 153.8029 | Catálogo web
BRAND | 44103 | perform® classic concentrate mucasol 2 L bottle, liquid detergent 1 PAK = 5 x 2 L bottle The valid Safety Data Sheet can be downloaded at "shop.brand.de/p15377" | 1 | 1 | 0 | 34025090 | 775.4108 | Catálogo web
BRAND | 44105 | perform® classic concentrate mucasol 5 L can, liquid detergent 1 PAK = l x 5 L can The valid Safety Data Sheet can be downloaded at "shop.brand.de/p15377" | 1 | 1 | 0 | 34025090 | 299.2251 | Catálogo web
BRAND | 44205 | Edisonite CLASSIC universal detergent 5 kg-bucket 1 PAK = 1 x 5 kg bucket The valid Safety Data Sheet can be downloaded at "shop.brand.de/p7268" | 1 | 1 | 0 | 34025090 | 236.9546 | Catálogo web
BRAND | 44790 | gigasept® instru AF disinfect.detergent 2 L bottle liquid concentrate 1 PAK = 5 x 2 L bottle The valid Safety Data Sheet can be downloaded at "shop.brand.de/p15389". | 1 | 1 | 0 | 38089410 | 654.9995 | Catálogo web
BRAND | 44793 | gigasept® instru AF disinfect.detergent 5 L can liquid concentrate 1 PAK = l x 5 L can The valid Safety Data Sheet can be downloaded at "shop.brand.de/p15389". | 1 | 1 | 0 | 38089410 | 297.7085 | Catálogo web
BRAND | 44832 | Atomizer head for 1 l-bottle Pursept® A Xpress/mikrozid® univ. liquid "The actual Safety Data Sheet can be downloaded at www.brand.de". | 1 | 1 | 0 | 84248970 | 49.8167 | Catálogo web
BRAND | 44860 | Mikrozid Universal Wipes Premium disinfection tissues 1 PAK = 6 x soft pack with 100 wipes The valid Safety Data Sheet can be downloaded at "shop.brand.de/p13321" | 1 | 1 | 0 | 38089490 | 219.643 | Catálogo web
BRAND | 44870 | SCHÜLKE WIPES 70 disinfection tissues 230 x 280 mm, 70 tissues Recommended for the use of surface disinfectants. Pls order dispenser box (44875) separately. 1 PAK = 6 x 70 wipes per roll | 1 | 1 | 0 | 48030039 | 265.9084 | Catálogo web
BRAND | 44875 | Dispenser box f. Schülke WIPES 70, empty for 70 tissues, 230 x 280 mm PAK = 5 pcs. | 1 | 1 | 0 | 39231010 | 193.2323 | Catálogo web
BRAND | 44880 | mikrozid universal liquid 1 l-bottle for surface disinfection 1 PAK = 10 x 1 liter bottle The valid Safety Data Sheet can be downloaded at "shop.brand.de/p15125" | 1 | 1 | 0 | 38089490 | 331.6551 | Catálogo web
BRAND | 44885 | mikrozid universal liquid 5 l-can, surface disinfection 1 PAK = 1 x 5 liter can The valid Safety Data Sheet can be downloaded at "shop.brand.de/p15125". | 1 | 1 | 0 | 38089490 | 243.4406 | Catálogo web
BRAND | 51422 | Ground joint sleeve, PTFE for NS 29/32, thin-walled | 1 | 10 | 0 | 39269097 | 20.303 | Catálogo web
BRAND | 51467 | Ground socket, PTFE NS 29/32, grip collar and sealing rings | 1 | 1 | 0 | 39269097 | 48.2302 | Catálogo web
BRAND | 55618 | Joint clip for dispensers, tilt measure Stainless steel, neck size 29/32 | 1 | 1 | 0 | 73262000 | 28.3288 | Catálogo web
BRAND | 55646 | Conical joint clip, POM for NS 29/32, red operating temperature up to approx. 150°C | 1 | 1 | 0 | 39269097 | 26.439 | Catálogo web
BRAND | 61605 | Silicone paste UNISILKON TK M 1011 tube of 50 g | 1 | 1 | 0 | 34039900 | 73.2877 | Catálogo web
BRAND | 61610 | Stopcock grease, silicone-free Tube of 30 g, operating temp.-40/+ 320°C | 1 | 1 | 0 | 27101999 | 85.3498 | Catálogo web
BRAND | 61750 | Sterilization indicator tape f.temp.ind. 50 m x 19 mm, crepe paper, self-adhesive for temperature indication, for smooth surfaces | 1 | 1 | 0 | 38229000 | 30.5919 | Catálogo web
BRAND | 61815 | Jar with push-on lid, PP approx. 50 ml max. dia. 56 mm h. 25 mm | 1 | 10 | 0 | 39231090 | 19.1364 | Catálogo web
BRAND | 61820 | Jar with push-on lid, PP approx. 115 ml max. dia. 75 mm h. 30 mm | 1 | 10 | 0 | 39231090 | 19.9996 | Catálogo web
BRAND | 62310 | Jar with screw cap, PP, conical shape approx. 30 ml max.dia. 57 mm h. 32 mm | 1000 | 500 | 204.68 | 39231090 | 517.8132 | Catálogo web
BRAND | 62315 | Jar, PS, with snap-on lid, PE-LD approx. 25 ml, conical shape max. dia. 47 mm, h. 32 mm | 1000 | 1000 | 174.13 | 39231090 | 443.9006 | Catálogo web
BRAND | 65031 | Desiccator, with knob lid nom. size 150 mm, dia. 215 mm, h. 252 mm Boro 3.3 glass, DIN 12 491 | 1 | 1 | 0 | 70172000 | 292.7157 | Catálogo web
BRAND | 65038 | Desiccator, with knob lid nom. size 200 mm, dia. 270 mm, h. 309 mm Boro 3.3 glass, DIN 12 491 | 1 | 1 | 0 | 70172000 | 366.255 | Catálogo web
BRAND | 65043 | Desiccator, with knob lid nom. size 250 mm, dia. 320 mm, h. 357 mm Boro 3.3 glass, DIN 12 491 | 1 | 1 | 0 | 70172000 | 600.0083 | Catálogo web
BRAND | 65231 | Desiccator, lid with socket NS 24/29 nom.size 150 mm, 215x316 mm, w.stopcock Boro 3.3 glass, DIN 12 491 | 1 | 1 | 0 | 70172000 | 391.3125 | Catálogo web
BRAND | 65238 | Desiccator, lid with socket NS 24/29 nom.size 200 mm, 270x368 mm, w.stopcock Boro 3.3 glass, DIN 12 491 | 1 | 1 | 0 | 70172000 | 516.81 | Catálogo web
BRAND | 65243 | Desiccator, lid with socket NS 24/29 nom.size 250 mm, 320x417 mm, w.stopcock Boro 3.3 glass, DIN 12 491 | 1 | 1 | 0 | 70172000 | 763.7453 | Catálogo web
BRAND | 65631 | Lid with knob for desiccator nom.size 150 mm out.dia. 215 mm h. 98 mm Boro 3.3 | 1 | 1 | 0 | 70172000 | 202.0514 | Catálogo web
BRAND | 65638 | Lid with knob for desiccator nom.size 200 mm out.dia. 270 mm h.107 mm Boro 3.3 | 1 | 1 | 0 | 70172000 | 200.2083 | Catálogo web
BRAND | 65643 | Lid with knob for desiccator nom.size 250 mm out.dia.320 mm h. 122 mm Boro 3.3 | 1 | 1 | 0 | 70172000 | 223.6093 | Catálogo web
BRAND | 65731 | Lid with socket NS 24/29 for desiccator nom.size 150 mm out.dia. 215 mm h. 85 mm Boro 3.3 | 1 | 1 | 0 | 70172000 | 206.811 | Catálogo web
BRAND | 65738 | Lid with socket NS 24/29 for desiccator nom. size 200 mm dia.ex.270 mm, h. 94 mm Boro 3.3 | 1 | 1 | 0 | 70172000 | 271.9278 | Catálogo web
BRAND | 65743 | Lid with socket NS 24/29 for desiccator nom.size 250 mm dia.ex. 320 mm h. 109 mm Boro 3.3 | 1 | 1 | 0 | 70172000 | 304.2179 | Catálogo web
BRAND | 65804 | Venting stopper for desiccator, PC with non-return valve | 1 | 1 | 0 | 84818081 | 42.0474 | Catálogo web
BRAND | 65805 | Desicc./lid PC, base/desiccant tray PP nom. size 150 mm, with venting stopper with non-return valve, dia. 170 mm, h. 195 mm | 1 | 1 | 0 | 39269097 | 142.9074 | Catálogo web
BRAND | 65810 | Desicc./lid PC, base/desiccant tray PP nom. size 200 mm, with venting stopper with non-return valve, dia. 235 mm, h. 240 mm | 1 | 1 | 0 | 39269097 | 224.9158 | Catálogo web
BRAND | 65815 | Desicc./lid PC, base/desiccant tray PP nom. size 250 mm, with venting stopper with non-return valve, dia. 285 mm, h. 300 mm | 1 | 1 | 0 | 39269097 | 274.6109 | Catálogo web
BRAND | 65820 | Sealing ring, CK, f. desiccator of PC/PP for nominal size 150 mm | 1 | 1 | 0 | 40169300 | 31.5485 | Catálogo web
BRAND | 65822 | Sealing ring, CK, f. desiccator of PC/PP for nominal size 200 mm | 1 | 1 | 0 | 40169300 | 36.2147 | Catálogo web
BRAND | 65824 | Sealing ring, CK, f.desiccator of PC/PP for nominal size 250 mm | 1 | 1 | 0 | 40169300 | 39.3177 | Catálogo web
BRAND | 65965 | Desiccator plate, porcelain nom. size 150 mm, dia. 140 mm | 1 | 1 | 0 | 69091100 | 119.623 | Catálogo web
BRAND | 65975 | Desiccator plate, porcelain nom. size 200 mm, dia. 190 mm | 1 | 1 | 0 | 69091100 | 217.6599 | Catálogo web
BRAND | 65980 | Desiccator plate, porcelain nom. size 250 mm, dia. 240 mm | 1 | 1 | 0 | 69091100 | 255.4328 | Catálogo web
BRAND | 66015 | Desiccator plate, PP nom. size 150 mm, dia. 140 mm | 1 | 1 | 0 | 39269097 | 33.0183 | Catálogo web
BRAND | 66025 | Desiccator plate, PP nom. size 200 mm, dia. 190 mm | 1 | 1 | 0 | 39269097 | 38.3145 | Catálogo web
BRAND | 66030 | Desiccator plate, PP nom. size 250 mm, dia. 235 mm | 1 | 1 | 0 | 39269097 | 39.2011 | Catálogo web
BRAND | 71771 | Push-on lid for buckets, PE-LD for 5 l buckets | 1 | 1 | 0 | 39235090 | 22.7994 | Catálogo web
BRAND | 71772 | Bucket, PE-HD, without lid and spout 5 l h. 240 mm w. graduation and handle | 1 | 1 | 0 | 39233090 | 37.3346 | Catálogo web
BRAND | 71774 | Bucket, PE-HD, without lid and spout 10 l h. 300 mm w. graduation and handle | 1 | 1 | 0 | 39233090 | 41.4642 | Catálogo web
BRAND | 71776 | Push-on lid for buckets, PE-LD for 10 l buckets | 1 | 1 | 0 | 39235090 | 23.3826 | Catálogo web
BRAND | 72376 | Bucket, PP, without lid, with spout 12 l h. 300 mm reinforced rim and handle | 1 | 1 | 0 | 39233090 | 57.6792 | Catálogo web
BRAND | 72378 | Bucket, PP, without lid, with spout 15 l h. 340 mm reinforced rim and handle | 1 | 1 | 0 | 39233090 | 61.0155 | Catálogo web
BRAND | 73714 | Filter flask, Boro 3.3 w. lateral socket 250 ml Buchner filter flask, DIN 12 476, ISO 6556 | 1 | 1 | 0 | 70172000 | 91.4625 | Catálogo web
BRAND | 73719 | Filter flask Boro 3.3 w. lateral socket 500 ml Buchner filter flask, DIN 12 476, ISO 6556 | 1 | 1 | 0 | 70172000 | 106.2077 | Catálogo web
BRAND | 73724 | Filter flask Boro 3.3 w. lateral socket 1000 ml Buchner filter flask, DIN 12 476, ISO 6556 | 1 | 1 | 0 | 70172000 | 133.2717 | Catálogo web
BRAND | 73729 | Filter flask Boro 3.3 w. lateral socket 2000 ml Buchner filter flask, DIN 12 476, ISO 6556 | 1 | 1 | 0 | 70172000 | 296.682 | Catálogo web
BRAND | 74506 | Filter funnel support for 2 funnels base plate, PP, 250 x 140 mm bar 595 mm, non-anodized aluminium | 1 | 1 | 0 | 73269098 | 249.46 | Catálogo web
BRAND | 74511 | Filter funnel support for 4 funnels base plate, PP, 450 x 140 mm bar 595 mm, non-anodized aluminium | 1 | 1 | 0 | 73269098 | 281.0269 | Catálogo web
BRAND | 81167 | Lateral burette stopcock/spare key PTFE f. burette cap. 25+50 ml securing device | 1 | 1 | 0 | 84819000 | 71.3045 | Catálogo web
BRAND | 81248 | Straight burette stopc./spare key PTFE f. burette cap. 25+50 ml securing device | 1 | 1 | 0 | 84819000 | 52.5231 | Catálogo web
BRAND | 81265 | Spare key for Pellet automatic burette PTFE, for intermediate stopcock stopcock 4 NS/19 | 1 | 1 | 0 | 84819000 | 67.2683 | Catálogo web
BRAND | 81270 | Spare key for Pellet automatic burette PTFE, for intermediate stopcock stopcock 4 NS/14 | 1 | 1 | 0 | 84819000 | 73.1477 | Catálogo web
BRAND | 81927 | Burette stopcock boro 5.0 lat. stopcock f. bur. cap. 25+50 ml PTFE-key amber amber glass | 1 | 1 | 0 | 84818081 | 90.2026 | Catálogo web
BRAND | 81937 | Burette stopcock straight stopc. f. bur. cap. 25 ml PTFE-key amber amber glass, boro 5.0 | 1 | 1 | 0 | 84818081 | 87.7529 | Catálogo web
BRAND | 81939 | Burette stopcock straight stopc. f. bur. cap. 50 ml PTFE-key amber amber glass, boro 5.3 | 1 | 1 | 0 | 84818081 | 87.7529 | Catálogo web
BRAND | 82120 | Needle-valve stopcock/bur. lat. stopcock f. bur.cap. 2-10 ml valve open.0-2,5 mm Boro 3.3, leakage rate Q < 0,1 mbar l 1/s | 1 | 1 | 0 | 84819000 | 71.9111 | Catálogo web
BRAND | 82121 | Needle-valve stopcock/bur. lat. stopcock f. bur.cap. 25 ml valve open.0-2,5 mm Boro 3.3, leakage rate Q < 0,1 mbar l 1/s | 1 | 1 | 0 | 84818081 | 71.9111 | Catálogo web
BRAND | 82122 | Needle-valve stopcock/bur. lat. stopcock f. bur.cap. 50 ml valve open.0-2,5 mm Boro 3.3, leakage rate Q < 0,1 mbar l 1/s | 1 | 1 | 0 | 84818081 | 71.9111 | Catálogo web
BRAND | 82170 | Needle-valve stopc./spare spindle reten. dev./snap ring f. valve open. 0-2,5 mm | 1 | 1 | 0 | 39269097 | 41.7675 | Catálogo web
BRAND | 82220 | Needle-valve stopc./bur. straight stopc. f. bur.cap. 2-10 ml valve open.0-2,5 mm Boro 3.3, with spindle of PTFE and retention device, leakage rate Q < 0,1 mbar l 1/s | 1 | 1 | 0 | 84818081 | 71.9111 | Catálogo web
BRAND | 82221 | Needle-valve stopc./bur. straight stopc. f. bur.cap. 25 ml valve open.0-2,5 mm Boro 3.3, with spindle of PTFE and retention device, leakage rate Q < 0,1 mbar l 1/s | 1 | 1 | 0 | 84818081 | 71.9111 | Catálogo web
BRAND | 82222 | Needle-valve stopc./bur. straight stopc. f. bur.cap. 50 ml valve open.0-2,5 mm Boro 3.3, with spindle of PTFE and retention device, leakage rate Q < 0,1 mbar l 1/s | 1 | 1 | 0 | 84818081 | 71.9111 | Catálogo web
BRAND | 82415 | Needle-valve stopc.f.desiccator Boro 3.3 NS 24/29, for lid and lateral socket | 1 | 1 | 0 | 84818081 | 84.5332 | Catálogo web
BRAND | 87602 | Beaker, low form, PP 10 ml : 2 ml, grad. blue high clarity, supplementary to ISO 7056 | 1 | 12 | 0 | 39269097 | 18.6698 | Catálogo web
BRAND | 87604 | Beaker, low form, PP 25 ml : 5 ml, grad. blue high clarity, according to ISO 7056 | 1 | 12 | 0 | 39269097 | 18.6698 | Catálogo web
BRAND | 87606 | Beaker, low form, PP 50 ml : 10 ml, grad. blue high clarity, according to ISO 7056 | 1 | 12 | 0 | 39269097 | 18.7864 | Catálogo web
BRAND | 87608 | Beaker, low form, PP 100 ml : 10 ml, grad. blue high clarity, according to ISO 7056 | 1 | 12 | 0 | 39269097 | 19.1364 | Catálogo web
BRAND | 87610 | Beaker, low form, PP 150 ml : 20 ml, grad. blue high clarity, supplmentary to ISO 7056 | 1 | 12 | 0 | 39269097 | 19.533 | Catálogo web
BRAND | 87612 | Beaker, low form, PP 250 ml : 25 ml, grad. blue high clarity, according to ISO 7056 | 1 | 6 | 0 | 39269097 | 19.883 | Catálogo web
BRAND | 87614 | Beaker, low form, PP 400 ml : 50 ml, grad. blue high clarity, supplementary to ISO 7056 | 1 | 6 | 0 | 39269097 | 21.1662 | Catálogo web
BRAND | 87616 | Beaker, low form, PP 500 ml : 50 ml, grad. blue high clarity, according to ISO 7056 | 1 | 6 | 0 | 39269097 | 21.3528 | Catálogo web
BRAND | 87618 | Beaker, low form, PP 600 ml : 50 ml, grad. blue high clarity, supplementary to ISO 7056 | 1 | 6 | 0 | 39269097 | 21.3995 | Catálogo web
BRAND | 87620 | Beaker, low form, PP 1000 ml :100 ml, grad. blue high clarity, according to ISO 7056 | 1 | 6 | 0 | 39269097 | 23.616 | Catálogo web
BRAND | 87622 | Beaker, low form, PP 2000 ml : 200 ml, grad. blue high clarity, according to ISO 7056 | 1 | 6 | 0 | 39269097 | 29.5654 | Catálogo web
BRAND | 87624 | Beaker, low form, PP 3000 ml :250 ml, grad. blue high clarity, supplementary to ISO 7056 | 1 | 4 | 0 | 39269097 | 42.2808 | Catálogo web
BRAND | 87626 | Beaker, low form, PP 5000 ml :500 ml, grad. blue high clarity, according to ISO 7056 | 1 | 4 | 0 | 39269097 | 50.2833 | Catálogo web
BRAND | 88610 | Stopcock, PTFE, one-way with nozzles f. tub. inner dia. 3 mm bore 2 mm | 1 | 1 | 0 | 84818081 | 72.7744 | Catálogo web
BRAND | 88615 | Stopcock, PTFE, one-way with nozzles f. tub. inner dia. 4 mm bore 2 mm | 1 | 1 | 0 | 84818081 | 72.7744 | Catálogo web
BRAND | 88620 | Stopcock, PTFE, one-way with nozzles f. tub. inner dia. 5 mm bore 3 mm | 1 | 1 | 0 | 84818081 | 72.7744 | Catálogo web
BRAND | 88625 | Stopcock, PTFE, one-way with nozzles f. tub. inner dia. 6 mm bore 3 mm | 1 | 1 | 0 | 84819000 | 72.7744 | Catálogo web
BRAND | 88630 | Stopcock, PTFE, one-way with nozzles f. tub. inner dia. 7 mm bore 4 mm | 1 | 1 | 0 | 84818081 | 79.4237 | Catálogo web
BRAND | 88635 | Stopcock, PTFE, one-way with nozzles f. tub. inner dia. 8 mm bore 4 mm | 1 | 1 | 0 | 84818081 | 81.3135 | Catálogo web
BRAND | 88640 | Stopcock, PTFE, one-way with nozzles f. tub. inner dia. 9 mm bore 5 mm | 1 | 1 | 0 | 84818081 | 111.2705 | Catálogo web
BRAND | 88650 | Stopcock, PTFE, T-bore with nozzles f. tub. inner dia. 3 mm bore 2 mm T-bore (3-way) | 1 | 1 | 0 | 84818081 | 97.6919 | Catálogo web
BRAND | 88655 | Stopcock, PTFE, T-bore with nozzles f. tub. inner dia. 4 mm bore 2 mm T-bore (3-way) | 1 | 1 | 0 | 84818081 | 97.6919 | Catálogo web
BRAND | 88660 | Stopcock, PTFE, T-bore with nozzles f. tub. inner dia. 5 mm bore 3 mm T-bore (3-way) | 1 | 1 | 0 | 84819000 | 97.6919 | Catálogo web
BRAND | 88665 | Stopcock, PTFE, T-bore with nozzles f. tub. inner dia. 6 mm bore 3 mm T-bore (3-way) | 1 | 1 | 0 | 84819000 | 97.6919 | Catálogo web
BRAND | 88670 | Stopcock, PTFE, T-bore with nozzles f. tub. inner dia. 7 mm bore 4 mm T-bore (3-way) | 1 | 1 | 0 | 84818081 | 105.2511 | Catálogo web
BRAND | 88675 | Stopcock, PTFE, T-bore with nozzles f. tub. inner dia. 8 mm bore 4 mm T-bore (3-way) | 1 | 1 | 0 | 84818081 | 106.721 | Catálogo web
BRAND | 88680 | Stopcock, PTFE, T-bore with nozzles f. tub. inner dia. 9 mm bore 5 mm T-bore (3-way) | 1 | 1 | 0 | 84818081 | 129.5387 | Catálogo web
BRAND | 90224 | Beaker, low form, ETFE 25 ml: 5 ml with graduation and spout with beaded rim | 1 | 1 | 0 | 39269097 | 30.8019 | Catálogo web
BRAND | 90228 | Beaker, low form, ETFE 50 ml: 10 ml with graduation and spout with beaded rim | 1 | 1 | 0 | 39269097 | 35.3514 | Catálogo web
BRAND | 90238 | Beaker, low form, ETFE 100 ml: 20 ml with graduation and spout with beaded rim | 1 | 1 | 0 | 39269097 | 42.5841 | Catálogo web
BRAND | 90248 | Beaker, low form, ETFE 250 ml: 50 ml with graduation and spout with beaded rim | 1 | 1 | 0 | 39269097 | 60.6656 | Catálogo web
BRAND | 90252 | Beaker, low form, ETFE 400 ml: 50 ml with graduation and spout with beaded rim | 1 | 1 | 0 | 39269097 | 77.7439 | Catálogo web
BRAND | 90254 | Beaker, low form, ETFE 500 ml:100 ml with graduation and spout with beaded rim | 1 | 1 | 0 | 39269097 | 88.1962 | Catálogo web
BRAND | 90256 | Beaker, low form, ETFE 600 ml:100 ml with graduation and spout with beaded rim | 1 | 1 | 0 | 39269097 | 99.3251 | Catálogo web
BRAND | 90262 | Beaker, low form, ETFE 1000 ml:100 ml with graduation and spout with beaded rim | 1 | 1 | 0 | 39269097 | 134.4382 | Catálogo web
BRAND | 90320 | Beaker, low form, PTFE 25 ml, without graduation, with spout with reinforced rim, dia. 32 mm, h. 47 mm | 1 | 1 | 0 | 39269097 | 49.1867 | Catálogo web
BRAND | 90328 | Beaker, low form, PTFE 50 ml, without graduation, with spout with reinforced rim, dia. 43 mm, h. 55 mm | 1 | 1 | 0 | 39269097 | 59.7557 | Catálogo web
BRAND | 90338 | Beaker, low form, PTFE 100 ml, without graduation, with spout with reinforced rim, dia. 54 mm, h. 68 mm | 1 | 1 | 0 | 39269097 | 65.9151 | Catálogo web
BRAND | 90344 | Beaker, low form, PTFE 150 ml, without graduation, with spout with reinforced rim, dia. 59 mm, h. 75 mm | 1 | 1 | 0 | 39269097 | 90.7626 | Catálogo web
BRAND | 90348 | Beaker, low form, PTFE 250 ml, without graduation, with spout with reinforced rim, dia. 66 mm, h. 97 mm | 1 | 1 | 0 | 39269097 | 108.6808 | Catálogo web
BRAND | 90352 | Beaker, low form, PTFE 400 ml, without graduation, with spout with reinforced rim, dia. 80 mm, h. 125 mm | 1 | 1 | 0 | 39269097 | 160.6156 | Catálogo web
BRAND | 90354 | Beaker, low form, PTFE 500 ml, without graduation, with spout with reinforced rim, dia. 90 mm, h. 125 mm | 1 | 1 | 0 | 39269097 | 168.1748 | Catálogo web
BRAND | 90362 | Beaker, low form, PTFE 1000 ml, without graduation, with spout with reinforced rim, dia. 100 mm, h. 155 mm | 1 | 1 | 0 | 39269097 | 338.7478 | Catálogo web
BRAND | 90364 | Beaker, low form, PTFE 2000 ml, without graduation, with spout with reinforced rim, dia. 125 mm, h. 205 mm | 1 | 1 | 0 | 39269097 | 696.482 | Catálogo web
BRAND | 90438 | Sampling dipper with spout, PTFE 100 ml, dia. 55 mm, h. 65 mm with reinforced rim, extension rod with steel core | 1 | 1 | 0 | 39269097 | 260.4956 | Catálogo web
BRAND | 90448 | Sampling dipper with spout, PTFE 250 ml, dia. 70 mm, h. 95 mm with reinforced rim, extension rod with steel core | 1 | 1 | 0 | 39269097 | 313.9702 | Catálogo web
BRAND | 90454 | Sampling dipper with spout, PTFE 500 ml, dia. 80 mm, h. 125 mm with reinforced rim, extension rod with steel core | 1 | 1 | 0 | 39269097 | 360.9356 | Catálogo web
BRAND | 90462 | Sampling dipper with spout, PTFE 1000 ml, dia. 105 mm, h. 155 mm with reinforced rim, extension rod with steel core | 1 | 1 | 0 | 39269097 | 430.9052 | Catálogo web
BRAND | 90470 | Extension rod for sampling dipper art.-no. 904 38 - 62, l. 600 mm, PTFE | 1 | 1 | 0 | 39269097 | 191.8791 | Catálogo web
BRAND | 93170 | Erlenmeyer flask, wide neck, PP 50 ml, with screw cap GL45 | 1 | 6 | 0 | 39269097 | 23.336 | Catálogo web
BRAND | 93172 | Erlenmeyer flask, wide neck, PP 100 ml, with screw cap GL45 | 1 | 6 | 0 | 39269097 | 24.3159 | Catálogo web
BRAND | 93175 | Erlenmeyer flask, wide neck, PP 250 ml, with screw cap GL45 | 1 | 6 | 0 | 39269097 | 27.0689 | Catálogo web
BRAND | 93180 | Erlenmeyer flask, wide neck, PP 500 ml, with screw cap GL45 | 1 | 6 | 0 | 39269097 | 28.5855 | Catálogo web
BRAND | 93185 | Erlenmeyer flask, wide neck, PP 1000 ml, with screw cap GL45 | 1 | 4 | 0 | 39269097 | 32.4817 | Catálogo web
BRAND | 94905 | Standard ground joint funnel, PP funnel out. dia. 40 mm, stem f. NS 14/23 half-round body | 1 | 10 | 0 | 39269097 | 22.1461 | Catálogo web
BRAND | 94910 | Standard ground joint funnel, PP funnel out. dia. 50 mm, stem f. NS 19/26 half-round body | 1 | 10 | 0 | 39269097 | 24.3859 | Catálogo web
BRAND | 94915 | Standard ground joint funnel, PP funnel out. dia. 80 mm, stem f. NS 29/32 half-round body | 1 | 5 | 0 | 39269097 | 25.6691 | Catálogo web
BRAND | 95105 | Draining rack, PS, light grey 450 x 630 mm, 72 pegs, dia. 16 mm | 1 | 1 | 0 | 39269097 | 322.7194 | Catálogo web
BRAND | 95111 | Special pegs for draining rack, PS out. dia. 6 mmm, l. 120 mm, pack of 11 | 1 | 1 | 0 | 39269097 | 44.9172 | Catálogo web
BRAND | 112805 | Forcep, PMP, pointed ends length 115 mm, autoclavable (121°C) | 1 | 10 | 0 | 39269097 | 19.2064 | Catálogo web
BRAND | 112810 | Forcep, PMP, pointed ends length 145 mm, autoclavable (121°C) | 1 | 10 | 0 | 39269097 | 19.6497 | Catálogo web
BRAND | 113931 | Culture tube, Fiolax®, screw cap, PP 12 x 100 mm wall thickn. 1 mm, GL 14 with white rubber seal, resistant to steam sterilisation (121°C), RCF max. 3000 1 PAK = 100 pcs. | 1 | 1 | 0 | 70172000 | 154.4329 | Catálogo web
BRAND | 113935 | Culture tube, AR-Glas®, screw cap, PP 16 x 100 mm wall thickn. 1 mm, GL 18 with white rubber seal, resistant to steam sterilisation (121°C), RCF max. 3000 1 PAK = 100 pcs. | 1 | 1 | 0 | 70179000 | 139.4077 | Catálogo web
BRAND | 113941 | Culture tube, AR-Glas®, screw cap, PP 16 x 160 mm wall thickn. 1 mm, GL 18 with white rubber seal, resistant to steam sterilisation (121°C), RCF max. 1800 1 PAK = 100 pcs. | 1 | 1 | 0 | 70179000 | 192.1358 | Catálogo web
BRAND | 113943 | Culture tube, AR-Glas®, screw cap, PP 18 x 180 mm wall thickn. 1 mm, GL 18 with white rubber seal, resistant to steam sterilisation (121°C), RCF max. 1100 1 PAK = 100 pcs. | 1 | 1 | 0 | 70179000 | 232.825 | Catálogo web
BRAND | 114105 | Culture tube, AR-Glas, rimless 10 x 75 mm, wall thick. 0,6 mm RCF max. 3000 1 PAK = 250 pcs. | 1 | 1 | 18.36 | 70179000 | 60.6423 | Catálogo web
BRAND | 114106 | Culture tube, Fiolax®, rimless 12 x 75 mm, wall thick. 0,6 mm RCF max. 3000 1 PAK = 250 pcs. | 1 | 1 | 22.68 | 70172000 | 72.3078 | Catálogo web
BRAND | 114110 | Culture tube, Fiolax®, rimless 12 x 100 mm, wall thick. 0,6 mm RCF max. 3000 1 PAK = 144 pcs. | 1 | 1 | 13.24 | 70172000 | 48.9768 | Catálogo web
BRAND | 114115 | Culture tube, AR-Glas, rimless 16 x 100 mm, wall thick. 0,7 mm RCF max. 2600 1 PAK = 78 pcs. | 1 | 1 | 10.32 | 70179000 | 41.2309 | Catálogo web
BRAND | 114120 | Culture tube, AR-Glas, rimless 16 x 125 mm, wall thick. 0,7 mm RCF max. 1800 1 PAK = 344 pcs. | 1 | 1 | 43.12 | 70179000 | 120.183 | Catálogo web
BRAND | 114125 | Culture tube, AR-Glas, rimless 16 x 160 mm, wall thick. 0,7 mm RCF max. 1500 1 PAK = 344 pcs. | 1 | 1 | 53.4 | 70179000 | 144.9138 | Catálogo web
BRAND | 114130 | Culture tube, Fiolax®, rimless 18 x 180 mm, wall thick. 0,7 mm RCF max. 900 1 PAK = 121 pcs. | 1 | 1 | 30.52 | 70172000 | 89.666 | Catálogo web
BRAND | 114508 | Test tube Boro 3.3 grad. with PP-stopper 10 ml:0,1 ml, NS 12/21, 15 x 165 mm with standard ground joint neck, grad. in white | 1 | 10 | 0 | 70172000 | 34.2782 | Catálogo web
BRAND | 114516 | Test tube Boro 3.3 grad. with PP-stopper 20 ml:0,2 ml, NS 14/23, 17 x 200 mm with standard ground joint neck, grad. in white | 1 | 10 | 0 | 70172000 | 39.831 | Catálogo web
BRAND | 114521 | Test tube Boro 3.3 grad. with PP-stopper 25 ml:0,2 ml, NS 14/23, 17 x 220 mm with standard ground joint neck, grad. in white | 1 | 10 | 0 | 70172000 | 42.2808 | Catálogo web
BRAND | 114524 | Test tube Boro 3.3 grad. with PP-stopper 30 ml:0,5 ml, NS 14/23, 19 x 220 mm with standard ground joint neck, grad. in white | 1 | 10 | 0 | 70172000 | 43.4706 | Catálogo web
BRAND | 114715 | Sample tube, PS 16 x 100 mm, transparent, pack of 2000 RCF max. 2000 | 1000 | 2000 | 33.6 | 39239000 | 106.4877 | Catálogo web
BRAND | 114720 | Grip stopper, PE-LD for tubes 1147 15, 1000 pcs./bag | 1000 | 1000 | 0 | 39235010 | 64.7718 | Catálogo web
BRAND | 114730 | Grip stopper, PE-LD for tubes 1147 50/1147 60, 1000 pcs./bag | 1000 | 1000 | 0 | 39239000 | 63.5353 | Catálogo web
BRAND | 114740 | Sedimentation tube, PS 16 x 105 mm, con. bottom, pack of 2000 RCF max. 1000 | 1000 | 2000 | 53.38 | 39269097 | 146.9203 | Catálogo web
BRAND | 114750 | Sample tube (coagulometer), PS 12 x 55 mm, transparent, pack of 5000 RCF max. 2000 | 1000 | 5000 | 19.36 | 39239000 | 66.2417 | Catálogo web
BRAND | 114760 | Sample tube, PS 12 x 75 mm, transparent, pack of 4000 RCF max. 4000 | 1000 | 4000 | 26.78 | 39239000 | 83.8799 | Catálogo web
BRAND | 114817 | Centrifuge tube PP grad. screw cap 15 ml(grad.to 13) without base RCF max. 3000 1 PAK = 750 pcs. | 1 | 1 | 213.96 | 39269097 | 540.5376 | Catálogo web
BRAND | 114818 | Centrifuge tube PP grad. screw cap 15 ml(grad.to 13) without base y-steril. RCF max. 3000 1 PAK = 750 pcs. | 1 | 1 | 253.44 | 39269097 | 643.0773 | Catálogo web
BRAND | 114820 | Centrifuge tube PP grad. screw cap 50 ml without base, with screw cap RCF max. 3000 1 PAK = 300 pcs. | 1 | 1 | 89.55 | 39269097 | 238.0978 | Catálogo web
BRAND | 114821 | Centrifuge tube PP grad. screw cap 50 ml, without base, y-sterilized RCF max. 3000 1 PAK = 300 pcs. | 1 | 1 | 122.55 | 39269097 | 319.9197 | Catálogo web
BRAND | 114822 | Centrifuge tube PP grad. screw cap 50 ml, with base RCF max. 3000 1 PAK = 250 pcs. | 1 | 1 | 74.73 | 39269097 | 210.8706 | Catálogo web
BRAND | 114823 | Centrifuge tube PP grad. screw cap 50 ml, with base, y-sterilized RCF max. 3000 1 PAK = 250 pcs. | 1 | 1 | 116.25 | 39269097 | 304.5912 | Catálogo web
BRAND | 114830 | Cryogen. tube PP y-ster. screw cap PP 1,2 ml ext. thread 12,5x41 mm selfstand. O-ring sealing, SI, SAL 10EXP-3, graduation and inscription BIO-CERT® CELL CULTURE QUALITY 100 pcs./bag, 1000 pcs./carton | 1000 | 1000 | 0 | 39269097 | 580.2703 | Catálogo web
BRAND | 114831 | Cryogen. tube PP y-ster. screw cap PP 2 ml ext. thread 12,5x47 mm round O-ring sealing, SI, SAL 10EXP-3, graduation and inscription, temperature up to -196°C BIO-CERT® CELL CULTURE QUALITY 100 pcs./bag, 1000 pcs./carton | 1000 | 1000 | 0 | 39269097 | 580.2703 | Catálogo web
BRAND | 114832 | Cryogen. tube PP y-ster. screw cap PP 2 ml ext. thread 12,5x49 mm selfstand. O-ring sealing, SI, SAL 10EXP-3, graduation and inscription temperature up to -196°C BIO-CERT® CELL CULTURE QUALITY 100 pcs./bag, 1000 pcs./carton | 1000 | 1000 | 0 | 39269097 | 580.2703 | Catálogo web
BRAND | 114833 | Cryogen.tube PP y-ster. screw cap PP 3 ml ext. thread 12,5x70 mm selfstand. O-ring sealing, SI, SAL 10EXP-3, graduation and inscription, temperature up to -196°C BIO-CERT® CELL CULTURE QUALITY 100 pcs./bag, 1000 pcs./carton | 1000 | 1000 | 0 | 39269097 | 619.723 | Catálogo web
BRAND | 114834 | Cryogen. tube PP y-ster. screw cap PP 4 ml ext. thread 12,5x76 mm selfstand. O-ring sealing, SI, SAL 10EXP-3, graduation and inscription, temperature up to -196°C BIO-CERT® CELL CULTURE QUALITY 100 pcs./bag, 1000 pcs./carton | 1000 | 1000 | 0 | 39269097 | 669.9313 | Catálogo web
BRAND | 114835 | Cryogen.tube PP y-ster. screw cap PP 5 ml ext. thread 12,5x90 mm selfstand. O-ring sealing, SI, graduation and inscription, temperature up to -196°C BIO-CERT® CELL CULTURE QUALITY 100 pcs. per bag, 1000 pcs. per carton | 1000 | 1000 | 0 | 39269097 | 706.4443 | Catálogo web
BRAND | 114840 | Cryogen.tube PP y-ster. screw cap PP 1,2 ml int. thread 12,5x41 mm selfstand. O-ring sealing, SI, graduation and inscription, temperature up to -196°C BIO-CERT® CELL CULTURE QUALITY 100 pcs./bag, 1000 pcs./carton | 1000 | 1000 | 0 | 39269097 | 580.2703 | Catálogo web
BRAND | 114841 | Cryogen.tube PP y-ster. screw cap PP 2 ml int. thread 12,5x49 mm selfstand. O-ring sealing, SI, graduation and inscription, temperature up to -196°C BIO-CERT® CELL CULTURE QUALITY 100 pcs./bag, 1000 pcs./carton | 1000 | 1000 | 0 | 39269097 | 580.2703 | Catálogo web
BRAND | 114842 | Cryogen.tube PP y-ster. screw cap PP 2 ml int. thread 12,5x48 mm round O-ring sealing, SI, graduation and inscription, temperature up to -196°C BIO-CERT® CELL CULTURE QUALITY 100 pcs./bag, 1000 pcs./carton | 1000 | 1000 | 0 | 39269097 | 580.2703 | Catálogo web
BRAND | 114843 | Cryogen.tube PP y-ster. screw cap PP 4 ml int. thread 12,5x70 mm round O-ring sealing, SI, graduation and inscription, temperature up to -196°C BIO-CERT® CELL CULTURE QUALITY 100 pcs./bag, 1000 pcs./carton | 1000 | 1000 | 0 | 39269097 | 767.1049 | Catálogo web
BRAND | 114844 | Cryogen. tube PP y-ster. screw cap PP 4 ml int. thread 12,5x71 mm selfstand. O-ring sealing, SI, graduation and inscription, temperature up to -196°C BIO-CERT® CELL CULTURE QUALITY 100 pcs. per bag, 1000 pcs. per carton | 1000 | 1000 | 0 | 39269097 | 871.7211 | Catálogo web
BRAND | 114845 | Cryogen. tube PP y-ster. screw cap PP 5 ml int. thread 12,5x90 mm round O-ring sealing, SI, graduation and inscription, temperature up to -196°C BIO-CERT® CELL CULTURE QUALITY 100 pcs./bag, 1000 pcs./carton | 1000 | 1000 | 0 | 39269097 | 873.7509 | Catálogo web
BRAND | 114850 | Cap insert, PP, for cryogenic tubes white, for colour coding, 500 pcs./bag | 1000 | 500 | 0 | 39269097 | 74.5709 | Catálogo web
BRAND | 114851 | Cap insert, PP, for cryogenic tubes blue, for colour coding, 500 pcs./bag | 1000 | 500 | 0 | 39269097 | 74.5709 | Catálogo web
BRAND | 114852 | Cap insert, PP, for cryogenic tubes red, for colour coding, 500 pcs./bag | 1000 | 500 | 0 | 39269097 | 74.5709 | Catálogo web
BRAND | 114853 | Cap insert, PP, for cryogenic tubes green, for colour coding, 500 pcs./bag | 1000 | 500 | 0 | 39269097 | 74.5709 | Catálogo web
BRAND | 114854 | Cap insert, PP, for cryogenic tubes yellow, for colour coding, 500 pcs./bag | 1000 | 500 | 0 | 39269097 | 74.5709 | Catálogo web
BRAND | 114860 | Rack for cryogenic tubes, PP, stackable blue, for 50 cryogenic tubes | 1 | 4 | 0 | 39269097 | 57.4226 | Catálogo web
BRAND | 114862 | Storing box PC f.cryogen.tubes stackable f. 1,2 + 2 ml, blue for 81 cryogen.tubes resistant to temperatures up to -196°C, resistant to steam sterilisation (121°C) | 1 | 4 | 0 | 39269097 | 43.7739 | Catálogo web
BRAND | 114864 | Storing box PC f.cryogen.tubes stackable f. 3, 4 + 5 ml blue for 81 cryogen.tubes resistant to temperatures up to -190°C, resistant to steam sterilisation (121°C) | 1 | 5 | 0 | 39269097 | 54.0629 | Catálogo web
BRAND | 114866 | Storing box PC f.cryogen.tubes stackable f.1,2 + 2 ml blue for 100 cryogen.tubes resistant to temperatures up to -196°C, resistant to steam sterilisation (121°C) | 1 | 4 | 0 | 39269097 | 44.2639 | Catálogo web
BRAND | 114930 | Mini cooler, PC, for 12 tubes 0,5-2,0 ml bench temp.maintained 0°C time 60 min. | 1 | 1 | 0 | 39269097 | 164.3952 | Catálogo web
BRAND | 114935 | Mini cooler, PC, for 12 tubes 0,5-2,0 ml bench temp.maintained -20°C time 60 min. | 1 | 1 | 0 | 39269097 | 164.3952 | Catálogo web
BRAND | 114940 | Mini cooler, PC, for 12 tubes 0,5-2,0 ml bench temp.maintained -70°C time 45 min. | 1 | 1 | 0 | 39269097 | 164.3952 | Catálogo web
BRAND | 115015 | Sample vial, PS, glass clear 1,5 ml, transparent, 1 bag of 1000 | 1000 | 1000 | 17.55 | 39269097 | 65.4251 | Catálogo web
BRAND | 115016 | Sample vial, PS, glass clear 2,0 ml f.Technicon-Analyzer 1 bag of 1000 | 1000 | 1000 | 18.36 | 39269097 | 67.1049 | Catálogo web
BRAND | 115017 | Sample vial, PS, clear glass 4,0 ml f.Technicon-Anal. 1 bag of 1000 | 1000 | 1000 | 24.75 | 39269097 | 85.7231 | Catálogo web
BRAND | 115020 | Push-on cap for Technicon Analyzer PE suit.for 1,5+2 ml sample tub.1000 pc. | 1000 | 1000 | 18.27 | 39235090 | 66.475 | Catálogo web
BRAND | 115342 | Centrifuge tube, PP, cyl. 10 ml 16x100 mm w. rim without stopper RCF up to 4500, autoclavable (121°C) | 1 | 250 | 0 | 39269097 | 17.2466 | Catálogo web
BRAND | 115346 | Centrifuge tube, PP, cylindrical 26 ml 24x 90 mm w. rim without stopper RCF up to 4500, autoclavable (121°C) | 1 | 50 | 0 | 39269097 | 18.4365 | Catálogo web
BRAND | 115348 | Centrifuge tube, PP, cylindrical 20 ml 20x100 mm w. rim without stopper RCF up to 4500, autoclavable (121°C) | 1 | 50 | 0 | 39269097 | 18.8098 | Catálogo web
BRAND | 115350 | Centrifuge tube, PP, cylindrical 48 ml 30x100 mm w.rim without stopper RCF max. 4500, autoclavable (121°C) | 1 | 25 | 0 | 39269097 | 18.8564 | Catálogo web
BRAND | 115352 | Centrifuge tube, PP, cyl. 75 ml 35x100 mm w. rim without stopper RCF max. 4500, autoclavable (121°C) | 1 | 20 | 0 | 39269097 | 18.9731 | Catálogo web
BRAND | 115354 | Centrifuge tube, PP, cyl. 110 ml 40x120 mm w. rim without stopper RCF max. 4500, autoclavable (121°C) | 1 | 20 | 0 | 39269097 | 19.2764 | Catálogo web
BRAND | 115356 | Centrifuge tube, PP, cyl. 125 ml 45x120 mm w. rim without stopper RCF max. 4500, autoclavable (121°C) | 1 | 10 | 0 | 39269097 | 20.5363 | Catálogo web
BRAND | 115360 | Stopper, PE for centrifuge tubes art.-no. 1153 42 | 100 | 100 | 0 | 39269097 | 25.0158 | Catálogo web
BRAND | 115366 | Stopper, PE for centrifuge tubes art.-no. 1153 48 | 100 | 100 | 0 | 39235090 | 33.9516 | Catálogo web
BRAND | 115368 | Stopper, PE for centrifuge tubes art.-no. 1153 46 | 100 | 100 | 0 | 39235090 | 30.9186 | Catálogo web
BRAND | 115370 | Stopper, PE for centrifuge tubes art.-no. 1153 50 | 100 | 100 | 0 | 39235090 | 37.3812 | Catálogo web
BRAND | 115372 | Stopper, PE for centrifuge tubes art.-no. 1153 52 | 100 | 100 | 0 | 39235090 | 43.5173 | Catálogo web
BRAND | 115374 | Stopper, PE for centrifuge tubes art.-no. 1153 54 | 100 | 100 | 0 | 39235090 | 47.1803 | Catálogo web
BRAND | 115376 | Stopper, PE for centrifuge tubes art.-no. 1153 56 | 100 | 100 | 0 | 39235090 | 47.1803 | Catálogo web
BRAND | 115510 | Test tube rack, PTFE f. 21 tub. up to dia.13 mm 180x60x60 mm | 1 | 1 | 0 | 39269097 | 201.6315 | Catálogo web
BRAND | 115515 | Test tube rack, PTFE f. 10 tub. up to dia.19 mm 180x60x70 mm | 1 | 1 | 0 | 39269097 | 201.6315 | Catálogo web
BRAND | 115520 | Test tube rack, PTFE f. 4 tub. up to dia.30 mm 180x60x80 mm | 1 | 1 | 0 | 39269097 | 201.6315 | Catálogo web
BRAND | 122710 | Media bottle 500 ml low Boro 3.3 GL 56 screw cap PP H. 151 mm, with scale, vacuum resistant for filter sterlization | 1 | 4 | 0 | 70172000 | 54.1096 | Catálogo web
BRAND | 122750 | Screw cap for media bottle 500 ml GL 56, PP, white | 1 | 10 | 0 | 39235010 | 22.5194 | Catálogo web
BRAND | 122755 | Thread adapter, PTFE, for media bottle GL 45, autoclavable | 1 | 1 | 0 | 39269097 | 106.1377 | Catálogo web
BRAND | 124529 | Dropping bottle soda-lime glass amber 50 ml, w. dropping pipette/rubber teat amber glass, dia. 45 mm, h. 130 mm | 1 | 1 | 0 | 70172000 | 39.5044 | Catálogo web
BRAND | 124539 | Dropping bottle soda-lime glass amber 100 ml, w. dropping pipette/rubber teat amber glass, dia. 55 mm, h. 150 mm | 1 | 1 | 0 | 70172000 | 45.2905 | Catálogo web
BRAND | 124633 | Dropping bottle soda-lime glass clear 50 ml, w. dropping pipette/rubber teat clear glass, dia. 45 mm, h. 130 mm | 1 | 1 | 0 | 70172000 | 40.1343 | Catálogo web
BRAND | 124639 | Dropping bottle soda-lime glass clear 100 ml, w. dropping pipette/rubber teat clear glass, dia. 55 mm, h. 150 mm | 1 | 1 | 0 | 70172000 | 43.3073 | Catálogo web
BRAND | 124700 | Rubber teat, NR, pipetting aid f.Pasteur pipettes and dropping bottles of glass pack quantity 100 pcs. | 1 | 100 | 0 | 40169997 | 18.0865 | Catálogo web
BRAND | 125316 | Dropping bottle, PTFE 25 ml, dropper nozzle with screw cap dia. 33 mm, h. 93 mm | 1 | 1 | 0 | 39269097 | 125.1058 | Catálogo web
BRAND | 125328 | Dropping bottle, PTFE 50 ml, dropper nozzle with screw cap dia. 43 mm, h. 100 mm | 1 | 1 | 0 | 39269097 | 136.8646 | Catálogo web
BRAND | 125400 | Dropping pipette, PE-LD approx. 1,8 ml, length approx. 98 mm with integral pipetting bulb 1 PAK = 250 pcs. | 1 | 1 | 62.82 | 39269097 | 171.3945 | Catálogo web
BRAND | 125410 | Dropping pipette, PE-LD approx. 1,5 ml, l. 133 mm, graduated with integral bellows | 100 | 100 | 20.76 | 39269097 | 67.1749 | Catálogo web
BRAND | 125420 | Dropping pipette, PE-LD approx. 5,0 ml, l. 194 mm, graduated with integral bellows | 100 | 100 | 23.08 | 39269097 | 73.4276 | Catálogo web
BRAND | 126963 | Reservoir bottle, Boro 4.1, clear glass 1000 ml, NS 29/32, DIN 12463, suitable for all autom. pipettes/dosing heads | 1 | 1 | 0 | 70172000 | 47.1103 | Catálogo web
BRAND | 126965 | Reservoir bottle, soda-lime glass, clear, 2000 ml, NS 29/32, DIN 12463 suitable for autom. burettes Pellet pattern and compact autom. Burettes | 1 | 1 | 0 | 70179000 | 65.2851 | Catálogo web
BRAND | 127065 | Reservoir bottle, soda-lime glass amber glass, 2000 ml, NS 29/32, DIN 12463, suitable for all amber glass autom. burettes Pellet pattern and compact autom. burettes | 1 | 1 | 0 | 70179000 | 72.1911 | Catálogo web
BRAND | 128748 | Bottle, PFA 250 ml, thread S 40, with screw cap translucent, dia. 61 mm, h. 150 mm, temperature resistance -200 up to +260°C | 1 | 1 | 0 | 39233010 | 193.3256 | Catálogo web
BRAND | 128754 | Bottle, PFA 500 ml, thread S 40, with screw cap translucent, dia. 76 mm, h. 179 mm, temperature resistance -200 up to +260°C | 1 | 1 | 0 | 39233010 | 261.0089 | Catálogo web
BRAND | 128762 | Bottle, PFA 1000 ml, thread S 40, with screw cap translucent, dia. 96 mm, h. 217 mm, temperature resistance -200 up to +260°C | 1 | 1 | 0 | 39233010 | 353.4696 | Catálogo web
BRAND | 128764 | Bottle, PFA 2000 ml, thread S 40, with screw cap translucent, dia. 130 mm, h. 245 mm, temperature resistance -200 up to +260°C | 1 | 1 | 0 | 39233010 | 706.281 | Catálogo web
BRAND | 129016 | Bottle, 20 ml, PE-LD, narrow neck, GL 14, white, without closure, suitable for closure with dropper nozzle 129230 | 100 | 100 | 0 | 39233010 | 72.3544 | Catálogo web
BRAND | 129024 | Bottle, 30 ml, PE-LD, narrow neck GL14 14, white, without closure, suitable for closure with dropper nozzle 129230 | 100 | 100 | 0 | 39233010 | 88.8961 | Catálogo web
BRAND | 129028 | Bottle, 50 ml, PE-LD, narrow neck, GL18 white, without closure, suitable for closure with dropper nozzle 129232 | 100 | 100 | 0 | 39233010 | 100.4449 | Catálogo web
BRAND | 129038 | Bottle, 100 ml, PE-LD, narrow neck GL18 white, without closure, suitable for closure with dropper nozzle 129232 | 100 | 50 | 0 | 39233010 | 108.2142 | Catálogo web
BRAND | 129048 | Bottle, 250 ml, PE-LD, narrow neck GL25 white, without closure, suitable for closure with dropper nozzle 129234 and wash head 129222 | 100 | 50 | 0 | 39233010 | 180.2836 | Catálogo web
BRAND | 129054 | Bottle, 500 ml, PE-LD, narrow neck GL25 white, without closure, suitable for closure with dropper nozzle 129234 and wash head 129222 | 100 | 50 | 0 | 39233010 | 308.5808 | Catálogo web
BRAND | 129055 | Reservoir bottle PE-LD f.Schilling bur. 500 ml, GL 25, with tube duct natural color, dia. 75 mm, h. 180 mm | 1 | 1 | 0 | 39233010 | 23.0093 | Catálogo web
BRAND | 129060 | Reservoir bottle PE-LD f.Schilling bur. 1000 ml, GL 28, with tube duct natural color, dia. 94 mm, h. 212 mm | 1 | 1 | 0 | 39233010 | 28.0022 | Catálogo web
BRAND | 129062 | Bottle, 1000 ml, PE-LD, narrow neck GL28 white, without closure, suitable for closure with wash head 129224 | 100 | 25 | 0 | 39233010 | 544.1306 | Catálogo web
BRAND | 129208 | Screw cap, GL 32, PE-LD, white suitable for bottles 129328 and 129338 | 100 | 25 | 0 | 39235010 | 63.1153 | Catálogo web
BRAND | 129210 | Screw cap, GL 40, PE-LD, white suitable for bottles 129348 | 100 | 25 | 0 | 39235010 | 74.1509 | Catálogo web
BRAND | 129212 | Screw cap, GL 50, PE-LD, white suitable for bottles 129354 | 100 | 25 | 0 | 39235010 | 106.791 | Catálogo web
BRAND | 129214 | Screw cap, GL 65, PE-LD, white suitable for bottles 129362 and 129364 | 100 | 25 | 0 | 39235010 | 170.9979 | Catálogo web
BRAND | 129222 | Wash head, GL 25, PE-LD, white, suitable for bottles 129048 and 129054 | 100 | 50 | 0 | 39235010 | 179.0704 | Catálogo web
BRAND | 129224 | Wash head, GL 32, PE-LD, white, for bottles 129062 | 100 | 25 | 0 | 39235010 | 195.2388 | Catálogo web
BRAND | 129230 | Closure with dropper nozzle, GL 14 PE-LD, white with red cap, suitable for bottles 129016 and 129024 | 100 | 100 | 0 | 39235010 | 52.4064 | Catálogo web
BRAND | 129232 | Closure with dropper nozzle, GL 18 PE-LD, white with red cap, suitable for bottles 129028 and 129038 | 100 | 50 | 0 | 39235010 | 57.8659 | Catálogo web
BRAND | 129234 | Closure with dropper nozzle, GL 25, PE-LD, white with red cap, suitable for bottles 129048 and 129054 | 100 | 50 | 0 | 39235010 | 71.0945 | Catálogo web
BRAND | 129250 | Replacement screw cap, PFA for volumetric flasks GL 18 | 1 | 1 | 0 | 39235090 | 36.1914 | Catálogo web
BRAND | 129252 | Replacement screw cap, PFA for volumetric flasks GL 25 | 1 | 1 | 0 | 39235090 | 41.6508 | Catálogo web
BRAND | 129262 | Replacement screw cap, PFA for bottles, thread S 40 | 1 | 1 | 0 | 39235090 | 61.8555 | Catálogo web
BRAND | 129273 | Wash head: screw cap ETFE + del.tube FEP for wash bottles of PFA, GL 25 | 1 | 1 | 0 | 39235090 | 76.1807 | Catálogo web
BRAND | 129275 | Wash head: screw cap ETFE + del.tube FEP for wash bottles of PFA, GL 32 | 1 | 1 | 0 | 39235090 | 80.5903 | Catálogo web
BRAND | 129328 | Bottle, 50 ml, PE-LD, wide neck, GL 32 white, without closure 129208 | 100 | 100 | 0 | 39233010 | 110.6173 | Catálogo web
BRAND | 129338 | Bottle, 100 ml, PE-LD, wide neck, GL 32 white, without closure 129208 | 100 | 50 | 0 | 39233010 | 141.9041 | Catálogo web
BRAND | 129348 | Bottle, 250 ml, PE-LD, wide neck, GL 40 white, without closure 129210 | 100 | 50 | 0 | 39233010 | 189.0561 | Catálogo web
BRAND | 129354 | Bottle, 500 ml, PE-LD, wide neck, GL 50 white, without closure 129212 | 100 | 50 | 0 | 39233010 | 303.9146 | Catálogo web
BRAND | 129362 | Bottle, 1000 ml, PE-LD, wide neck GL65 white, without closure 129214 | 100 | 25 | 0 | 39233010 | 484.9165 | Catálogo web
BRAND | 129364 | Bottle, 2000 ml, PE-LD, wide neck GL65 white, without closure 129214 | 100 | 25 | 0 | 39233010 | 772.6344 | Catálogo web
BRAND | 129728 | Bottle, PE-LD, wide neck 50 ml, GL 32, amber, opaque, screw cap | 100 | 1 | 0 | 39233010 | 174.7308 | Catálogo web
BRAND | 129738 | Bottle, PE-LD, wide neck 100 ml, GL 32, amber, opaque, screw cap | 100 | 1 | 0 | 39233010 | 210.5206 | Catálogo web
BRAND | 129748 | Bottle, PE-LD, wide neck 250 ml, GL 40, amber, opaque, screw cap | 100 | 1 | 0 | 39233010 | 275.9407 | Catálogo web
BRAND | 129754 | Bottle, PE-LD, wide neck 500 ml, GL 50, amber, opaque, screw cap | 100 | 1 | 0 | 39233010 | 442.7107 | Catálogo web
BRAND | 129762 | Bottle, PE-LD, wide neck 1000 ml, GL 65, amber, opaque, screw cap | 100 | 1 | 0 | 39233010 | 719.4164 | Catálogo web
BRAND | 129764 | Bottle, PE-LD, wide neck 2000 ml, GL 65, amber, opaque, screw cap | 100 | 1 | 0 | 39233010 | 1046.7736 | Catálogo web
BRAND | 130260 | Bottle PE-LD narrow neck Schilling bur. 1000 ml GL 28 amber opaque lead-through | 1 | 1 | 0 | 39233010 | 30.1486 | Catálogo web
BRAND | 130320 | Screw cap, GL 32, PP, blue, tamper- proof closure with press-off retaining ring and sealing cone for bottle 130338 | 100 | 1 | 0 | 39235090 | 76.1807 | Catálogo web
BRAND | 130322 | Screw cap, GL 45, PP, blue, tamper- proof closure with press-off retaining ring and sealing cone for bottle 130348 | 100 | 1 | 0 | 39235090 | 99.4884 | Catálogo web
BRAND | 130324 | Screw cap, GL 54, PP, blue, tamper- proof closure with press-off retaining ring and sealing cone for bottles 130354 and 130362 | 100 | 1 | 0 | 39235090 | 113.4636 | Catálogo web
BRAND | 130326 | Screw cap, GL 80, PP, blue, tamper- proof closure with press-off retaining ring and sealing cone for bottles 130363, 130365 and 130368 | 100 | 1 | 0 | 39235090 | 225.6391 | Catálogo web
BRAND | 130338 | Square bottle, 100 ml, PE-HD, wide neck GL 32, white, without tamper-proof closure 130320 | 100 | 1 | 0 | 39233010 | 181.6601 | Catálogo web
BRAND | 130348 | Square bottle, 250 ml, PE-HD, wide neck GL 45, white, without tamper-proof closure 130322 | 100 | 1 | 0 | 39233010 | 224.4259 | Catálogo web
BRAND | 130354 | Square bottle, 500 ml, PE-HD, wide neck GL 54, white, without tamper-proof closure 130324 | 100 | 1 | 0 | 39233010 | 320.6662 | Catálogo web
BRAND | 130362 | Square bottle, 1000 ml, PE-HD, wide neck GL 54, white, without tamper-proof closure 130324 | 100 | 1 | 0 | 39233010 | 421.3395 | Catálogo web
BRAND | 130363 | Square bottle, 1500 ml, PE-HD, wide neck GL 80, white, without tamper-proof closure 130326 | 100 | 1 | 0 | 39233010 | 510.6272 | Catálogo web
BRAND | 130365 | Square bottle, 2500 ml, PE-HD, wide neck GL 80, white, without tamper-proof closure 130326 | 100 | 1 | 0 | 39233090 | 656.2594 | Catálogo web
BRAND | 130368 | Square bottle, 4000 ml, PE-HD, wide neck GL 80, white, without tamper-proof closure 130326 | 100 | 1 | 0 | 39233090 | 1160.5822 | Catálogo web
BRAND | 130538 | Bottle, PTFE, wide neck 100 ml, opening dia. 35 mm, screw cap strong-walled, dia. 52 mm, h. 88 mm | 1 | 1 | 0 | 39233010 | 175.1041 | Catálogo web
BRAND | 130548 | Bottle, PTFE, wide neck 250 ml, opening dia. 42 mm, screw cap strong-walled, dia. 67 mm, h. 120 mm | 1 | 1 | 0 | 39233010 | 244.6772 | Catálogo web
BRAND | 130554 | Bottle, PTFE, wide neck 500 ml, opening dia. 52 mm, screw cap strong-walled, dia. 80 mm, h. 150 mm | 1 | 1 | 0 | 39233010 | 395.6521 | Catálogo web
BRAND | 130562 | Bottle, PTFE, wide neck 1000 ml, opening dia. 57 mm, screw cap strong-walled, dia. 100 mm, h. 185 mm | 1 | 1 | 0 | 39233010 | 540.6076 | Catálogo web
BRAND | 130564 | Bottle, PTFE, wide neck 2000 ml, opening dia. 60 mm, screw cap strong-walled, dia. 120 mm, h. 240 mm | 1 | 1 | 0 | 39233010 | 887.3529 | Catálogo web
BRAND | 130870 | Storage bottle, PE-HD, narrow neck 5 l screw cap/carrying handle dia.170 mm, h.345 mm, neck dia.53 mm | 1 | 1 | 0 | 39233090 | 53.5496 | Catálogo web
BRAND | 130874 | Storage bottle, PE-HD, narrow neck 10 l screw cap/carrying handle dia. 210 mm, h. 425 mm, neck dia. 53 mm | 1 | 1 | 0 | 39233090 | 69.2281 | Catálogo web
BRAND | 130970 | Storage bottle, PE-HD, wide neck 5 l screw cap/carrying handle dia. 170 mm, h. 340 mm, neck dia. 84 mm | 1 | 1 | 0 | 39233090 | 53.8996 | Catálogo web
BRAND | 130974 | Storage bottle, PE-HD, wide neck 10 l screw cap/carrying handle dia. 210 mm, h. 415 mm, neck dia. 98 mm | 1 | 1 | 0 | 39233090 | 69.5314 | Catálogo web
BRAND | 131100 | Stopcock, PP, with adapter and 2 seals for aspirator bottles 131171 and 131175 | 1 | 1 | 0 | 84818081 | 39.6677 | Catálogo web
BRAND | 131171 | Aspirator bottle, 5 l, PE-HD, narrow neck, with screw cap and carrying handle, with stopcock | 1 | 1 | 0 | 39233090 | 80.9869 | Catálogo web
BRAND | 131175 | Aspirator bottle, 10 l, PE-HD, narrow neck, with screw cap and carrying handle, with stopcock | 1 | 1 | 0 | 39233090 | 100.4916 | Catálogo web
BRAND | 134002 | Non-return valve PE-HD valve disc FKM f. tubing inner dia. 6- 9 mm l. 80 mm | 1 | 10 | 0 | 84138100 | 21.6328 | Catálogo web
BRAND | 134080 | Flow indicator, SAN f. tubing inner dia. 6-11 mm for visual indication of direction and rate of flow, lxhxw: 88x40x17 mm | 1 | 5 | 0 | 90261089 | 48.4635 | Catálogo web
BRAND | 135805 | Stirring rod, AR-Glas 200 mm x 5 mm fused closely at both ends | 100 | 50 | 0 | 70179000 | 103.8279 | Catálogo web
BRAND | 135810 | Stirring rod, AR-Glas 200 mm x 6 mm fused closely at both ends price per 100 pcs. | 100 | 50 | 0 | 70179000 | 103.8279 | Catálogo web
BRAND | 135815 | Stirring rod, AR-Glas 250 mm x 6 mm fused closely at both ends | 100 | 50 | 0 | 70179000 | 116.9166 | Catálogo web
BRAND | 135820 | Stirring rod, AR-Glas 250 mm x 8 mm fused closely at both ends | 100 | 50 | 0 | 70179000 | 199.5084 | Catálogo web
BRAND | 135825 | Stirring rod, AR-Glas 300 mm x 8 mm fused closely at both ends | 100 | 50 | 0 | 70179000 | 223.7026 | Catálogo web
BRAND | 136100 | Stirring spatula, PE-HD, with steel core l. approx. 260 mm, dia. approx. 7 mm | 1 | 1 | 0 | 39269097 | 25.9957 | Catálogo web
BRAND | 136110 | Stirring spatula, PP l. 245 mm, dia. 6 mm | 1 | 10 | 0 | 39269097 | 18.9964 | Catálogo web
BRAND | 136215 | Stirring rod, PTFE 200 mm x 8 mm, with spatulate ends | 1 | 1 | 0 | 39269097 | 34.3949 | Catálogo web
BRAND | 136220 | Stirring rod, PTFE 250 mm x 8 mm, with spatulate ends | 1 | 1 | 0 | 39269097 | 39.341 | Catálogo web
BRAND | 136225 | Stirring rod, PTFE 300 mm x 8 mm, with spatulate ends | 1 | 1 | 0 | 39269097 | 41.2775 | Catálogo web
BRAND | 136315 | Stirring rod, PTFE 200 mm x 6 mm, with steel core | 1 | 1 | 0 | 39269097 | 40.9509 | Catálogo web
BRAND | 136320 | Stirring rod, PTFE 250 mm x 6 mm, with steel core | 1 | 1 | 0 | 39269097 | 43.1907 | Catálogo web
BRAND | 136325 | Stirring rod, PTFE 300 mm x 6 mm, with steel core | 1 | 1 | 0 | 39269097 | 46.0137 | Catálogo web
BRAND | 136335 | Stirring rod, PTFE 400 mm x 6 mm, with steel core | 1 | 1 | 0 | 39269097 | 53.5963 | Catálogo web
BRAND | 137100 | Magnetic stirring bar PTFE 2 x 2 mm, cylindrical | 1 | 10 | 0 | 85051190 | 22.5894 | Catálogo web
BRAND | 137101 | Magnetic stirring bar PTFE 3 x 3 mm, cylindrical | 1 | 10 | 0 | 85051190 | 22.5894 | Catálogo web
BRAND | 137102 | Magnetic stirring bar PTFE 5 x 2 mm, cylindrical | 1 | 10 | 0 | 85051190 | 22.1228 | Catálogo web
BRAND | 137103 | Magnetic stirring bar PTFE 6 x 3 mm, cylindrical | 1 | 10 | 0 | 85051190 | 20.9096 | Catálogo web
BRAND | 137104 | Magnetic stirring bar PTFE 8 x 3 mm, cylindrical | 1 | 10 | 0 | 85051190 | 21.0262 | Catálogo web
BRAND | 137105 | Magnetic stirring bar PTFE 12 x 4,5 mm, cylindrical | 1 | 10 | 0 | 85051190 | 19.4864 | Catálogo web
BRAND | 137106 | Magnetic stirring bar PTFE 7 x 2 mm, cylindrical | 1 | 10 | 0 | 85051190 | 22.5894 | Catálogo web
BRAND | 137107 | Magnetic stirring bar PTFE 8 x 1,5 mm, cylindrical | 1 | 10 | 0 | 85051190 | 23.0093 | Catálogo web
BRAND | 137108 | Magnetic stirring bar PTFE 10 x 3 mm, cylindrical | 1 | 10 | 0 | 85051190 | 21.9128 | Catálogo web
BRAND | 137109 | Magnetic stirring bar PTFE 13 x 3 mm, cylindrical | 1 | 10 | 0 | 85051190 | 22.4961 | Catálogo web
BRAND | 137110 | Magnetic stirring bar PTFE 15 x 4,5 mm, cylindrical | 1 | 10 | 0 | 85051190 | 20.9562 | Catálogo web
BRAND | 137111 | Magnetic stirring bar PTFE 15 x 1,5 mm, cylindrical | 1 | 10 | 0 | 85051190 | 25.9024 | Catálogo web
BRAND | 137113 | Magnetic stirring bar PTFE 10 x 6 mm, cylindrical | 1 | 10 | 0 | 85051190 | 20.2796 | Catálogo web
BRAND | 137114 | Magnetic stirring bar PTFE 15 x 6 mm, cylindrical | 1 | 10 | 0 | 85051190 | 20.6063 | Catálogo web
BRAND | 137115 | Magnetic stirring bar PTFE 20 x 6 mm, cylindrical | 1 | 10 | 0 | 85051190 | 20.2796 | Catálogo web
BRAND | 137120 | Magnetic stirring bar PTFE 25 x 6 mm, cylindrical | 1 | 10 | 0 | 85051190 | 20.9562 | Catálogo web
BRAND | 137125 | Magnetic stirring bar PTFE 30 x 6 mm, cylindrical | 1 | 10 | 0 | 85051190 | 20.9562 | Catálogo web
BRAND | 137127 | Magnetic stirring bar PTFE 35 x 6 mm, cylindrical | 1 | 10 | 0 | 85051190 | 23.8493 | Catálogo web
BRAND | 137130 | Magnetic stirring bar PTFE 40 x 8 mm, cylindrical | 1 | 10 | 0 | 85051190 | 21.4462 | Catálogo web
BRAND | 137132 | Magnetic stirring bar PTFE 45 x 8 mm, cylindrical | 1 | 10 | 0 | 85051190 | 23.2193 | Catálogo web
BRAND | 137135 | Magnetic stirring bar PTFE 50 x 8 mm, cylindrical | 1 | 10 | 0 | 85051190 | 23.266 | Catálogo web
BRAND | 137140 | Magnetic stirring bar PTFE 60 x 10 mm, cylindrical | 1 | 10 | 0 | 85051190 | 27.7455 | Catálogo web
BRAND | 137145 | Magnetic stirring bar PTFE 70 x 10 mm, cylindrical | 1 | 10 | 0 | 85051190 | 28.3055 | Catálogo web
BRAND | 137150 | Magnetic stirring bar PTFE 80 x 10 mm, cylindrical | 1 | 10 | 0 | 85051190 | 28.6321 | Catálogo web
BRAND | 137155 | Magnetic stirring bar PTFE 108 x 27 mm, cylindrical | 1 | 1 | 0 | 85051190 | 118.3865 | Catálogo web
BRAND | 137160 | Magnetic stirring bar PTFE 159 x 27 mm, cylindrical | 1 | 1 | 0 | 85051190 | 177.2506 | Catálogo web
BRAND | 137300 | Magnetic stirring bar PTFE 10 x 5 mm, oval | 1 | 10 | 0 | 85051190 | 28.0488 | Catálogo web
BRAND | 137301 | Magnetic stirring bar PTFE 15 x 6 mm, oval | 1 | 10 | 0 | 85051190 | 28.4921 | Catálogo web
BRAND | 137302 | Magnetic stirring bar PTFE 20 x 10 mm, oval | 1 | 10 | 0 | 85051190 | 29.2621 | Catálogo web
BRAND | 137305 | Magnetic stirring bar PTFE 25 x 12 mm, oval | 1 | 10 | 0 | 85051190 | 31.7818 | Catálogo web
BRAND | 137307 | Magnetic stirring bar PTFE 32 x 15 mm, oval | 1 | 10 | 0 | 85051190 | 35.4214 | Catálogo web
BRAND | 137310 | Magnetic stirring bar PTFE 34 x 15 mm, oval | 1 | 10 | 0 | 85051190 | 36.518 | Catálogo web
BRAND | 137312 | Magnetic stirring bar PTFE 40 x 20 mm, oval | 1 | 10 | 0 | 85051190 | 40.9509 | Catálogo web
BRAND | 137315 | Magnetic stirring bar PTFE 50 x 20 mm, oval | 1 | 10 | 0 | 85051190 | 49.5367 | Catálogo web
BRAND | 137320 | Magnetic stirring bar PTFE 65 x 20 mm, oval | 1 | 10 | 0 | 85051190 | 55.4394 | Catálogo web
BRAND | 137325 | Magnetic stirring bar PTFE 70 x 20 mm, oval | 1 | 10 | 0 | 85051190 | 61.6688 | Catálogo web
BRAND | 137404 | Magnetic stirring bar PTFE 8 x 3 mm, cyl., small pivot ring | 1 | 10 | 0 | 85051190 | 23.8493 | Catálogo web
BRAND | 137405 | Magnetic stirring bar PTFE 12 x 4,5 mm, cyl., small pivot ring | 1 | 10 | 0 | 85051190 | 22.6361 | Catálogo web
BRAND | 137410 | Magnetic stirring bar PTFE 15 x 4,5 mm, cyl., small pivot ring | 1 | 10 | 0 | 85051190 | 21.6328 | Catálogo web
BRAND | 137415 | Magnetic stirring bar PTFE 20 x 6 mm, cyl., small pivot ring | 1 | 10 | 0 | 85051190 | 21.2362 | Catálogo web
BRAND | 137420 | Magnetic stirring bar PTFE 25 x 6 mm, cyl., small pivot ring | 1 | 10 | 0 | 85051190 | 21.9361 | Catálogo web
BRAND | 137425 | Magnetic stirring bar PTFE 30 x 6 mm, cyl., small pivot ring | 1 | 10 | 0 | 85051190 | 22.1694 | Catálogo web
BRAND | 137427 | Magnetic stirring bar PTFE 35 x 6 mm, cyl., small pivot ring | 1 | 10 | 0 | 85051190 | 23.7326 | Catálogo web
BRAND | 137430 | Magnetic stirring bar PTFE 40 x 8 mm, cyl., small pivot ring | 1 | 10 | 0 | 85051190 | 26.299 | Catálogo web
BRAND | 137432 | Magnetic stirring bar PTFE 45 x 8 mm, cyl., small pivot ring | 1 | 10 | 0 | 85051190 | 25.9491 | Catálogo web
BRAND | 137435 | Magnetic stirring bar PTFE 50 x 8,5 mm, cyl., small pivot ring | 1 | 10 | 0 | 85051190 | 25.9491 | Catálogo web
BRAND | 137445 | Magnetic stirring bar PTFE 70 x 8,5 mm, cyl., small pivot ring | 1 | 10 | 0 | 85051190 | 32.4817 | Catálogo web
BRAND | 137607 | Magnetic stirring bar PTFE 13 x 8 mm, octagonal, pivot ring | 1 | 10 | 0 | 85051190 | 22.7994 | Catálogo web
BRAND | 137608 | Magnetic stirring bar PTFE 15 x 8 mm, octagonal, pivot ring | 1 | 10 | 0 | 85051190 | 23.3593 | Catálogo web
BRAND | 137610 | Magnetic stirring bar PTFE 25 x 8 mm, octagonal, pivot ring | 1 | 10 | 0 | 85051190 | 23.3593 | Catálogo web
BRAND | 137612 | Magnetic stirring bar PTFE 25 x 10 mm, octagonal, pivot ring | 1 | 10 | 0 | 85051190 | 23.9426 | Catálogo web
BRAND | 137615 | Magnetic stirring bar PTFE 38 x 8 mm, octagonal, pivot ring | 1 | 10 | 0 | 85051190 | 25.1091 | Catálogo web
BRAND | 137617 | Magnetic stirring bar PTFE 38 x 10 mm, octagonal, pivot ring | 1 | 10 | 0 | 85051190 | 27.3489 | Catálogo web
BRAND | 137618 | Magnetic stirring bar PTFE 51 x 8 mm, octagonal, pivot ring | 1 | 10 | 0 | 85051190 | 26.439 | Catálogo web
BRAND | 137620 | Magnetic stirring bar PTFE 51 x 10 mm, octagonal, pivot ring | 1 | 10 | 0 | 85051190 | 27.2789 | Catálogo web
BRAND | 137622 | Magnetic stirring bar PTFE 64 x 10 mm, octagonal, pivot ring | 1 | 10 | 0 | 85051190 | 30.102 | Catálogo web
BRAND | 137625 | Magnetic stirring bar PTFE 75 x 12 mm, octagonal, pivot ring | 1 | 10 | 0 | 85051190 | 36.658 | Catálogo web
BRAND | 137630 | Magnetic stirring bar PTFE dia. 10 mm, h. 5 mm, crosshead | 1 | 10 | 0 | 85051190 | 24.0126 | Catálogo web
BRAND | 137632 | Magnetic stirring bar PTFE dia. 20 mm, h. 9 mm, crosshead | 1 | 10 | 0 | 85051190 | 25.1091 | Catálogo web
BRAND | 137634 | Magnetic stirring bar PTFE dia. 25 mm, h. 10 mm, crosshead | 1 | 10 | 0 | 85051190 | 26.6956 | Catálogo web
BRAND | 137636 | Magnetic stirring bar PTFE dia. 30 mm, h. 12 mm, crosshead | 1 | 10 | 0 | 85051190 | 30.6852 | Catálogo web
BRAND | 137638 | Magnetic stirring bar PTFE dia. 38 mm, h. 15 mm, crosshead | 1 | 10 | 0 | 85051190 | 32.0384 | Catálogo web
BRAND | 137700 | Magn. stirring bar retriever 150 x 8 mm, PTFE | 1 | 1 | 0 | 85051190 | 46.0137 | Catálogo web
BRAND | 137710 | Magn. stirring bar retriever 250 x 8 mm, PTFE | 1 | 1 | 0 | 85051190 | 56.676 | Catálogo web
BRAND | 137720 | Magn. stirring bar retriever 350 x 8 mm, PTFE | 1 | 1 | 0 | 85051190 | 62.952 | Catálogo web
BRAND | 137750 | Magn. stirring bar retriever 300 x 10 mm, PP, with ring | 1 | 1 | 0 | 85051190 | 41.9075 | Catálogo web
BRAND | 137755 | Magn. stirring bar retriever 450 x 10 mm, PP, with ring | 1 | 1 | 0 | 85051190 | 43.3306 | Catálogo web
BRAND | 137810 | Magnetic stirring bar PTFE 25 x 8 mm, triangular | 1 | 10 | 0 | 85051190 | 23.2427 | Catálogo web
BRAND | 137812 | Magnetic stirring bar PTFE 25 x 14 mm, triangular | 1 | 10 | 0 | 85051190 | 31.3152 | Catálogo web
BRAND | 137815 | Magnetic stirring bar PTFE 35 x 10 mm, triangular | 1 | 10 | 0 | 85051190 | 24.8992 | Catálogo web
BRAND | 137817 | Magnetic stirring bar PTFE 40 x 14 mm, triangular | 1 | 10 | 0 | 85051190 | 29.2154 | Catálogo web
BRAND | 137820 | Magnetic stirring bar PTFE 50 x 12 mm, triangular | 1 | 10 | 0 | 85051190 | 30.102 | Catálogo web
BRAND | 137822 | Magnetic stirring bar PTFE 55 x 14 mm, triangular | 1 | 10 | 0 | 85051190 | 29.2621 | Catálogo web
BRAND | 137826 | Magnetic stirring bar PTFE 80 x 14 mm, triangular | 1 | 10 | 0 | 85051190 | 36.588 | Catálogo web
BRAND | 137930 | Magnetic stirring bar PTFE length 37 mm, double-ended | 1 | 10 | 0 | 85051190 | 48.3935 | Catálogo web
BRAND | 137935 | Magnetic stirring bar PTFE length 54 mm, double-ended | 1 | 10 | 0 | 85051190 | 49.7467 | Catálogo web
BRAND | 139035 | Scoop, PE-HD, natural coloured length 350 mm, approx. 500 ml | 1 | 6 | 0 | 39269097 | 25.3658 | Catálogo web
BRAND | 139040 | Scoop, PE, natural coloured length 400 mm, approx. 1000 ml | 1 | 6 | 0 | 39269097 | 28.9588 | Catálogo web
BRAND | 139115 | Scoop, PP, white length 160 mm, 50 ml | 1 | 12 | 0 | 39269097 | 18.3665 | Catálogo web
BRAND | 139120 | Scoop, PP, white length 200 mm, 100 ml | 1 | 12 | 0 | 39269097 | 19.1364 | Catálogo web
BRAND | 139125 | Scoop, PP, white length 260 mm, 250 ml | 1 | 6 | 0 | 39269097 | 22.0294 | Catálogo web
BRAND | 139130 | Scoop, PP, white length 315 mm, 500 ml | 1 | 6 | 0 | 39269097 | 24.2692 | Catálogo web
BRAND | 139135 | Scoop, PP, white length 385 mm, 1000 ml | 1 | 6 | 0 | 39269097 | 25.6224 | Catálogo web
BRAND | 139810 | Lab. spatula, PS 150 mm, double spatula | 1 | 10 | 0 | 39269097 | 20.023 | Catálogo web
BRAND | 139815 | Lab. spatula, PS 180 mm, double spatula | 1 | 10 | 0 | 39269097 | 20.163 | Catálogo web
BRAND | 139817 | Lab. spatula, PS 180 mm, spatula/spoon | 1 | 10 | 0 | 39269097 | 20.2796 | Catálogo web
BRAND | 139820 | Lab. spatula, PS 210 mm, spatula/spoon | 1 | 10 | 0 | 39269097 | 20.4896 | Catálogo web
BRAND | 140004 | Separating funnel, PP 125 ml, screw cap PP, con.PTFE-stopcock resistant to steam sterilisation (121°C) | 1 | 1 | 0 | 39269097 | 273.7476 | Catálogo web
BRAND | 140005 | Separating funnel, PP 250 ml, screw cap PP, con.PTFE-stopcock resistant to steam sterilisation (121°C) | 1 | 1 | 0 | 39269097 | 282.4734 | Catálogo web
BRAND | 140006 | Separating funnel, PP 500 ml, screw cap PP, con.PTFE-stopcock resistant to steam sterilisation (121°C) | 1 | 1 | 0 | 39269097 | 306.0377 | Catálogo web
BRAND | 140007 | Separating funnel, PP 1000 ml, screw cap PP, con.PTFE-stopcock resistant to steam sterilisation (121°C) | 1 | 1 | 0 | 39269097 | 379.1804 | Catálogo web
BRAND | 140300 | Holder for separating funnel, PP for rods of 8 - 14 mm dia. | 1 | 1 | 0 | 39269097 | 34.6748 | Catálogo web
BRAND | 143352 | Tubing, silicone rubber int.dia. 2,0 mm out.dia. 4,0 mm w 1,0 mm w = wall thickness, translucent, re- sistant to steam sterilisation (121°C) | 1 | 25 | 0 | 39173200 | 18.8798 | Catálogo web
BRAND | 143355 | Tubing, silicone rubber int.dia. 3,0 mm out.dia. 5,0 mm w 1,0 mm w = wall thickness, translucent, re- sistant to steam sterilisation (121°C) | 1 | 25 | 0 | 39173200 | 19.2531 | Catálogo web
BRAND | 143356 | Tubing, silicone rubber int.dia. 4,0 mm out.dia. 6,0 mm w 1,0 mm w = wall thickness, translucent, re- sistant to steam sterilisation (121°C) | 1 | 25 | 0 | 39173200 | 19.7197 | Catálogo web
BRAND | 143357 | Tubing, silicone rubber int.dia. 4,0 mm out.dia. 7,0 mm w 1,5 mm w = wall thickness, translucent, re- sistant to steam sterilisation (121°C) | 1 | 25 | 0 | 39173200 | 21.4462 | Catálogo web
BRAND | 143358 | Tubing, silicone rubber int.dia. 5,0 mm out.dia. 8,0 mm w 1,5 mm w = wall thickness, translucent, re- sistant to steam sterilisation (121°C) | 1 | 25 | 0 | 39173200 | 22.0294 | Catálogo web
BRAND | 143359 | Tubing, silicone rubber int.dia. 6,0 mm out.dia. 9,0 mm w 1,5 mm w = wall thickness, translucent, re- sistant to steam sterilisation (121°C) | 1 | 25 | 0 | 39173200 | 22.7294 | Catálogo web
BRAND | 143360 | Tubing, silicone rubber int.dia. 6,0 mm out.dia.10,0 mm w 2,0 mm w = wall thickness, translucent, re- sistant to steam sterilisation (121°C) | 1 | 25 | 0 | 39173200 | 25.0391 | Catálogo web
BRAND | 143361 | Tubing, silicone rubber int.dia. 7,0 mm out.dia.10,0 mm w 1,5 mm w = wall thickness, translucent, re- sistant to steam sterilisation (121°C) | 1 | 25 | 0 | 39173200 | 23.5693 | Catálogo web
BRAND | 143362 | Tubing, silicone rubber int.dia. 8,0 mm out.dia.12,0 mm w 2,0 mm w = wall thickness, translucent, re- sistant to steam sterilisation (121°C) | 1 | 25 | 0 | 39173200 | 26.9523 | Catálogo web
BRAND | 143364 | Tubing, silicone rubber int.dia.10,0 mm out.dia.15,0 mm w 2,5 mm w = wall thickness, translucent, re- sistant to steam sterilisation (121°C) | 1 | 25 | 0 | 39173200 | 32.5517 | Catálogo web
BRAND | 143848 | Wash bottle, PFA, narrow mouth 250 ml, GL 25, tube FEP, closure ETFE translucent, dia. 61 mm, h. 157 mm | 1 | 1 | 0 | 39269097 | 178.6271 | Catálogo web
BRAND | 143854 | Wash bottle, PFA, narrow mouth 500 ml, GL 25, tube FEP, closure ETFE translucent, dia. 76 mm, h. 189 mm | 1 | 1 | 0 | 39269097 | 251.5832 | Catálogo web
BRAND | 143862 | Wash bottle, PFA, narrow mouth 1000 ml, GL 32, tube FEP, closure ETFE translucent, dia. 96 mm, h. 233 mm | 1 | 1 | 0 | 39269097 | 316.4433 | Catálogo web
BRAND | 144180 | Atomizer, PE-HD, white 400 ml | 1 | 5 | 0 | 84242000 | 30.7552 | Catálogo web
BRAND | 144190 | Atomizer, PE-HD, white 850 ml | 1 | 5 | 0 | 84242000 | 31.8285 | Catálogo web
BRAND | 144310 | Stopper, silicone rubber, h. 20 mm upper dia. 12 mm, lower dia. 8 mm | 1 | 10 | 0 | 39235090 | 17.6899 | Catálogo web
BRAND | 144315 | Stopper, silicone rubber u.dia. 14,5 mm, l.dia. 10,5 mm, h. 20 mm | 1 | 10 | 0 | 39235090 | 18.2498 | Catálogo web
BRAND | 144320 | Stopper, silicone rubber u.dia. 16,5 mm, l.dia. 12,5 mm, h. 20 mm | 1 | 10 | 0 | 39235090 | 18.6698 | Catálogo web
BRAND | 144325 | Stopper, silicone rubber, h. 20 mm upper dia. 18 mm, lower dia. 14 mm | 1 | 10 | 0 | 39235090 | 19.1597 | Catálogo web
BRAND | 144330 | Stopper, silicone rubber, h. 25 mm upper dia. 22 mm, lower dia. 17 mm | 1 | 10 | 0 | 39235090 | 20.9796 | Catálogo web
BRAND | 144340 | Stopper, silicone rubber, h. 30 mm upper dia. 27 mm, lower dia. 21 mm | 1 | 10 | 0 | 39235090 | 23.6393 | Catálogo web
BRAND | 144382 | Stopper, red rubber, h. 20 mm upper dia. 12 mm, lower dia. 8 mm | 1 | 25 | 0 | 40169997 | 17.1766 | Catálogo web
BRAND | 144384 | Stopper, red rubber, h. 20 mm upper dia. 14 mm, lower dia. 11 mm | 1 | 25 | 0 | 40169997 | 17.2466 | Catálogo web
BRAND | 144385 | Stopper, red rubber, h. 20 mm upper dia. 16 mm, lower dia. 12 mm | 1 | 25 | 0 | 40169997 | 17.3866 | Catálogo web
BRAND | 144386 | Stopper, red rubber, h. 20 mm upper dia. 18 mm, lower dia. 14 mm | 1 | 25 | 0 | 40169997 | 17.4566 | Catálogo web
BRAND | 144388 | Stopper, red rubber, h. 25 mm upper dia. 22 mm, lower dia. 17 mm | 1 | 25 | 0 | 40169997 | 17.9699 | Catálogo web
BRAND | 144390 | Stopper, red rubber, h. 30 mm upper dia. 27 mm, lower dia. 21 mm | 1 | 25 | 0 | 40169997 | 18.5998 | Catálogo web
BRAND | 144405 | Conical joint stopper, PP NS 7/16 square grip hollow seal. rings resistant to steam sterilisation (121°C) | 1 | 10 | 0 | 39235090 | 17.6666 | Catálogo web
BRAND | 144410 | Conical joint stopper, PP NS 10/19 square grip hollow seal. rings resistant to steam sterilisation (121°C) | 1 | 10 | 0 | 39235090 | 17.6666 | Catálogo web
BRAND | 144415 | Conical joint stopper, PP NS 12/21 square grip hollow seal. rings resistant to steam sterilisation (121°C) | 1 | 10 | 0 | 39235090 | 17.7599 | Catálogo web
BRAND | 144420 | Conical joint stopper, PP NS 14/23 square grip hollow seal. rings resistant to steam sterilisation (121°C) | 1 | 10 | 0 | 39235090 | 17.8065 | Catálogo web
BRAND | 144425 | Conical joint stopper, PP NS 19/26 square grip hollow seal. rings resistant to steam sterilisation (121°C) | 1 | 10 | 0 | 39235090 | 18.0165 | Catálogo web
BRAND | 144430 | Conical joint stopper, PP NS 24/29 square grip hollow seal. rings resistant to steam sterilisation (121°C) | 1 | 10 | 0 | 39235090 | 18.1332 | Catálogo web
BRAND | 144435 | Conical joint stopper, PP NS 29/32 square grip hollow seal. rings resistant to steam sterilisation (121°C) | 1 | 10 | 0 | 39235090 | 18.7631 | Catálogo web
BRAND | 144440 | Conical joint stopper, PE-LD NS 34/35 octag. grip hollow seal. rings resistant to steam sterilisation (121°C) | 1 | 1 | 0 | 39235090 | 19.4397 | Catálogo web
BRAND | 144445 | Conical joint stopper, PE-LD NS 45/40 octag. grip hollow seal. rings resistant to steam sterilisation (121°C) | 1 | 1 | 0 | 39235090 | 19.9763 | Catálogo web
BRAND | 144515 | Conical joint stopper borosilicate glass NS 12/21, solid, octagonal grip DIN 12 252 | 1 | 1 | 0 | 70102000 | 30.0086 | Catálogo web
BRAND | 144520 | Conical joint stopper borosilicate glass NS 14/23, solid, octagonal grip DIN 12 252 | 1 | 1 | 0 | 70102000 | 28.6788 | Catálogo web
BRAND | 144525 | Conical joint stopper borosilicate glass NS 19/26, solid, octagonal grip DIN 12 252 | 1 | 1 | 0 | 70102000 | 33.3683 | Catálogo web
BRAND | 144530 | Conical joint stopper borosilicate glass NS 24/29, solid, octagonal grip DIN 12 252 | 1 | 1 | 0 | 70102000 | 31.9685 | Catálogo web
BRAND | 144535 | Conical joint stopper borosilicate glass NS 29/32, semi-hollow, octagonal grip DIN 12 252 | 1 | 1 | 0 | 70102000 | 38.6878 | Catálogo web
BRAND | 144540 | Conical joint stopper borosilicate glass NS 34/35, semi-hollow, octagonal grip DIN 12 252 | 1 | 1 | 0 | 70102000 | 47.0169 | Catálogo web
BRAND | 144545 | Conical joint stopper borosilicate glass NS 45/40, semi-hollow, octagonal grip DIN 12 252 | 1 | 1 | 0 | 70102000 | 50.4466 | Catálogo web
BRAND | 144605 | Conical joint stopper, Boro 3.3 NS 7/16, hollow, hexagonal grip with drip tip, DIN 12 252 | 1 | 1 | 0 | 70102000 | 23.6393 | Catálogo web
BRAND | 144610 | Conical joint stopper, Boro 3.3 NS 10/19, hollow, hexagonal grip with drip tip, DIN 12 252 | 1 | 1 | 0 | 70102000 | 23.6393 | Catálogo web
BRAND | 144615 | Conical joint stopper, Boro 3.3 NS 12/21, hollow, hexagonal grip with drip tip, DIN 12 252 | 1 | 1 | 0 | 70102000 | 23.6393 | Catálogo web
BRAND | 144620 | Conical joint stopper, Boro 3.3 NS 14/23, hollow, hexagonal grip with drip tip, DIN 12 252 | 1 | 1 | 0 | 70102000 | 23.5693 | Catálogo web
BRAND | 144625 | Conical joint stopper Boro 3.3 NS 19/26, hollow, hexagonal grip with drip tip, DIN 12 252 | 1 | 1 | 0 | 70102000 | 25.0391 | Catálogo web
BRAND | 144630 | Conical joint stopper, Boro 3.3 NS 24/29, hollow, hexagonal grip with drip tip, DIN 12 252 | 1 | 1 | 0 | 70102000 | 26.859 | Catálogo web
BRAND | 144635 | Conical joint stopper, Boro 3.3 NS 29/32, hollow, hexagonal grip with drip tip, DIN 12 252 | 1 | 1 | 0 | 70102000 | 27.9089 | Catálogo web
BRAND | 144640 | Conical joint stopper, Boro 3.3 NS 34/35, hollow, hexagonal grip with drip tip, DIN 12 252 | 1 | 1 | 0 | 70102000 | 39.1077 | Catálogo web
BRAND | 144645 | Conical joint stopper, Boro 3.3 NS 45/40, hollow, hexagonal grip with drip tip, DIN 12 252 | 1 | 1 | 0 | 70102000 | 49.9567 | Catálogo web
BRAND | 144671 | Conical joint stopper, amber, Boro 3.3 NS 10/19, honed | 1 | 1 | 0 | 70102000 | 26.369 | Catálogo web
BRAND | 144672 | Conical joint stopper, amber, Boro 3.3 NS 12/21, honed | 1 | 1 | 0 | 70102000 | 26.369 | Catálogo web
BRAND | 144673 | Conical joint stopper, amber, Boro 3.3 NS 14/23, honed | 1 | 1 | 0 | 70102000 | 26.299 | Catálogo web
BRAND | 144674 | Conical joint stopper, amber, Boro 3.3 NS 19/26, honed | 1 | 1 | 0 | 70102000 | 28.3988 | Catálogo web
BRAND | 144676 | Conical joint stopper, amber, Boro 3.3 NS 24/29, honed | 1 | 1 | 0 | 70102000 | 28.8188 | Catálogo web
BRAND | 145505 | Funnel, short stem, Boro 3.3 out.dia. 35 mm, stem dia. 6 mm, l. 35 mm | 1 | 1 | 0 | 70172000 | 23.9659 | Catálogo web
BRAND | 145507 | Funnel, short stem, Boro 3.3 out.dia. 40 mm, stem dia. 6 mm, l. 40 mm | 1 | 1 | 0 | 70172000 | 24.1992 | Catálogo web
BRAND | 145515 | Funnel, short stem, Boro 3.3 out.dia. 50 mm, stem dia. 7 mm, l. 50 mm | 1 | 1 | 0 | 70172000 | 25.1558 | Catálogo web
BRAND | 145520 | Funnel, short stem, Boro 3.3 out.dia. 55 mm, stem dia. 8 mm, l. 55 mm | 1 | 1 | 0 | 70172000 | 25.7857 | Catálogo web
BRAND | 145525 | Funnel, short stem, Boro 3.3 out.dia. 60 mm, stem dia. 8 mm, l. 60 mm | 1 | 1 | 0 | 70172000 | 26.4157 | Catálogo web
BRAND | 145530 | Funnel, short stem, Boro 3.3 out.dia. 70 mm, stem dia. 8 mm, l. 70 mm | 1 | 1 | 0 | 70172000 | 28.4688 | Catálogo web
BRAND | 145535 | Funnel, short stem, Boro 3.3 out.dia. 80 mm, stem dia. 9 mm, l. 80 mm | 1 | 1 | 0 | 70172000 | 29.6587 | Catálogo web
BRAND | 145540 | Funnel, short stem, Boro 3.3 out.dia.100 mm, stem dia.10 mm, l.100 mm | 1 | 1 | 0 | 70172000 | 31.8985 | Catálogo web
BRAND | 145545 | Funnel, short stem, Boro 3.3 out.dia.120 mm, stem dia.16 mm, l.120 mm | 1 | 1 | 0 | 70172000 | 72.5877 | Catálogo web
BRAND | 145550 | Funnel, short stem, Boro 3.3 out.dia.150 mm, stem dia.16 mm, l.150 mm | 1 | 1 | 0 | 70172000 | 96.852 | Catálogo web
BRAND | 145560 | Funnel, short stem, Boro 3.3 out.dia.200 mm, stem dia.26 mm, l.175 mm | 1 | 1 | 0 | 70172000 | 228.4621 | Catálogo web
BRAND | 145611 | Funnel, short stem, Boro 3.3, fluted out.dia. 70 mm, stem dia. 8 mm, l. 70 mm for rapid filtration | 1 | 10 | 0 | 70172000 | 87.0296 | Catálogo web
BRAND | 145616 | Funnel, short stem, Boro 3.3, fluted out.dia. 80 mm, stem dia.10 mm, l. 80 mm for rapid filtration | 1 | 10 | 0 | 70172000 | 100.4216 | Catálogo web
BRAND | 145619 | Funnel, short stem, Boro 3.3, fluted out.dia.100 mm, stem dia.10 mm, l.100 mm stem out. dia. 13 mm, stem l. 100 mm, for rapid filtration | 1 | 10 | 0 | 70172000 | 111.3638 | Catálogo web
BRAND | 145631 | Funnel, short stem, Boro 3.3, fluted out.dia.150 mm, stem dia.16 mm, l.150 mm for rapid filtration | 1 | 10 | 0 | 70172000 | 121.6062 | Catálogo web
BRAND | 145638 | Funnel, short stem, Boro 3.3, fluted out.dia.200 mm, stem dia.26 mm, l.175 mm for rapid filtration | 1 | 1 | 0 | 70172000 | 171.2545 | Catálogo web
BRAND | 146506 | Powder funnel, Boro 3.3 glass, top dia. 50 mm, bottom dia. 20 mm | 1 | 1 | 0 | 70172000 | 31.9685 | Catálogo web
BRAND | 146508 | Powder funnel, Boro 3.3 glass, top dia. 60 mm, bottom dia. 20 mm | 1 | 1 | 0 | 70172000 | 32.2951 | Catálogo web
BRAND | 146511 | Powder funnel, Boro 3.3 glass, top dia. 70 mm, bottom dia. 20 mm | 1 | 1 | 0 | 70172000 | 33.8816 | Catálogo web
BRAND | 146516 | Powder funnel, Boro 3.3 glass, top dia. 80 mm, bottom dia. 26 mm | 1 | 1 | 0 | 70172000 | 35.5381 | Catálogo web
BRAND | 146519 | Powder funnel, Boro 3.3 glass, top dia.100 mm, bottom dia. 26 mm | 1 | 1 | 0 | 70172000 | 38.5478 | Catálogo web
BRAND | 146523 | Powder funnel short, wide stem, Boro 3.3 top dia. 120 mm, bottom dia. 30 mm | 1 | 1 | 0 | 70172000 | 67.8982 | Catálogo web
BRAND | 147010 | Funnel, PP out.dia. 40 mm, stem dia. 5 mm, l. 35 mm | 1 | 24 | 0 | 39269097 | 17.5966 | Catálogo web
BRAND | 147015 | Funnel, PP out.dia. 50 mm, stem dia. 9 mm, l. 43 mm | 1 | 24 | 0 | 39269097 | 17.7599 | Catálogo web
BRAND | 147020 | Funnel, PP out.dia. 75 mm, stem dia.10 mm, l. 55 mm | 1 | 12 | 0 | 39269097 | 17.9232 | Catálogo web
BRAND | 147025 | Funnel, PP out.dia.100 mm, stem dia.13 mm, l. 77 mm | 1 | 12 | 0 | 39269097 | 18.8098 | Catálogo web
BRAND | 147030 | Funnel, PP out.dia.120 mm, stem dia.14 mm, l. 90 mm | 1 | 12 | 0 | 39269097 | 19.6497 | Catálogo web
BRAND | 147035 | Funnel, PP out.dia.150 mm, stem dia.17 mm, l. 95 mm | 1 | 12 | 0 | 39269097 | 20.7462 | Catálogo web
BRAND | 148020 | Powder funnel short, wide stem, PP out.dia. 65 mm stem dia. 18 mm l. 26 mm | 1 | 10 | 0 | 39269097 | 19.1831 | Catálogo web
BRAND | 148025 | Powder funnel short, wide stem, PP out.dia. 80 mm stem dia. 23 mm l. 26 mm | 1 | 10 | 0 | 39269097 | 21.4928 | Catálogo web
BRAND | 148030 | Powder funnel short, wide stem, PP out.dia.100 mm stem dia. 26 mm l. 25 mm | 1 | 10 | 0 | 39269097 | 21.7495 | Catálogo web
BRAND | 148035 | Powder funnel short, wide stem, PP out.dia.120 mm stem dia. 30 mm l. 25 mm | 1 | 10 | 0 | 39269097 | 22.5894 | Catálogo web
BRAND | 148040 | Powder funnel short, wide stem, PP out.dia.150 mm stem dia. 31 mm l. 22 mm | 1 | 5 | 0 | 39269097 | 24.0126 | Catálogo web
BRAND | 148045 | Powder funnel short, wide stem, PP out.dia.180 mm stem dia. 40 mm l. 48 mm | 1 | 1 | 0 | 39269097 | 29.1454 | Catálogo web
BRAND | 148215 | Funnel with internal fluting, PP out.dia. 45 mm stem dia. 5 mm l. 44 mm | 1 | 20 | 0 | 39269097 | 20.093 | Catálogo web
BRAND | 148220 | Funnel with internal fluting, PP out.dia. 65 mm stem dia. 9 mm l. 63 mm | 1 | 20 | 0 | 39269097 | 21.4928 | Catálogo web
BRAND | 148225 | Funnel with internal fluting, PP out.dia. 80 mm stem dia. 10 mm l. 69 mm | 1 | 20 | 0 | 39269097 | 23.0327 | Catálogo web
BRAND | 148235 | Funnel with internal fluting, PP out.dia.100 mm stem dia. 11 mm l. 82 mm | 1 | 1 | 0 | 39269097 | 23.9659 | Catálogo web
BRAND | 148237 | Funnel with internal fluting, PP out.dia.120 mm stem dia. 11 mm l. 85 mm | 1 | 1 | 0 | 39269097 | 24.9925 | Catálogo web
BRAND | 148240 | Funnel with internal fluting, PP out.dia.150 mm stem dia. 14 mm l.115 mm | 1 | 1 | 0 | 39269097 | 30.7319 | Catálogo web
BRAND | 148245 | Funnel with internal fluting, PP out.dia.180 mm stem dia. 14 mm l.143 mm | 1 | 1 | 0 | 39269097 | 35.1648 | Catálogo web
BRAND | 148500 | Funnel holder, PP for 1 funnel | 1 | 5 | 0 | 39269097 | 30.4053 | Catálogo web
BRAND | 148502 | Funnel holder, PP for 2 funnels | 1 | 5 | 0 | 39269097 | 36.4713 | Catálogo web
BRAND | 150010 | Watch glass, soda-lime glass dia. 40 mm, rim fire polished DIN 12 341 | 1 | 10 | 0 | 70159000 | 20.9329 | Catálogo web
BRAND | 150015 | Watch glass, soda-lime glass dia. 50 mm, rim fire polished DIN 12 341 | 1 | 10 | 0 | 70159000 | 20.9329 | Catálogo web
BRAND | 150020 | Watch glass, soda-lime glass dia. 60 mm, rim fire polished DIN 12 341 | 1 | 10 | 0 | 70159000 | 21.3295 | Catálogo web
BRAND | 150030 | Watch glass, soda-lime glass dia. 70 mm, rim fire polished DIN 12 341 | 1 | 10 | 0 | 70159000 | 21.6562 | Catálogo web
BRAND | 150040 | Watch glass, soda-lime glass dia. 80 mm, rim fire pollished DIN 12 341 | 1 | 10 | 0 | 70159000 | 21.7261 | Catálogo web
BRAND | 150045 | Watch glass, soda-lime glass dia. 90 mm, rim fire polished DIN 12 341 | 1 | 10 | 0 | 70159000 | 22.3794 | Catálogo web
BRAND | 150050 | Watch glass, soda-lime glass dia. 100 mm, rim fire polished DIN 12 341 | 1 | 10 | 0 | 70159000 | 23.3127 | Catálogo web
BRAND | 150060 | Watch glass, soda-lime glass dia. 120 mm, rim fire polished DIN 12 341 | 1 | 10 | 0 | 70159000 | 24.5025 | Catálogo web
BRAND | 150065 | Watch glass, soda-lime glass dia. 125 mm, rim fire polished DIN 12 341 | 1 | 10 | 0 | 70159000 | 24.5959 | Catálogo web
BRAND | 150070 | Watch glass, soda-lime glass dia. 150 mm, rim fire polished DIN 12 341 | 1 | 10 | 0 | 70159000 | 26.649 | Catálogo web
BRAND | 150080 | Watch glass, soda-lime glass dia. 200 mm, rim fire polished DIN 12 341 | 1 | 10 | 0 | 70159000 | 33.1583 | Catálogo web
BRAND | 150904 | Watch glass, PTFE dia. 40 mm | 1 | 1 | 0 | 39269097 | 29.1454 | Catálogo web
BRAND | 150907 | Watch glass, PTFE dia. 65 mm | 1 | 1 | 0 | 39269097 | 37.1713 | Catálogo web
BRAND | 150910 | Watch glass, PTFE dia. 75 mm | 1 | 1 | 0 | 39269097 | 40.6942 | Catálogo web
BRAND | 150912 | Watch glass, PTFE dia. 80 mm | 1 | 1 | 0 | 39269097 | 44.2172 | Catálogo web
BRAND | 150915 | Watch glass, PTFE dia. 100 mm | 1 | 1 | 0 | 39269097 | 52.5697 | Catálogo web
BRAND | 150920 | Watch glass, PTFE dia. 125 mm | 1 | 1 | 0 | 39269097 | 65.4018 | Catálogo web
BRAND | 152400 | Universal tubing connector, PP, straight f. tubing inner dia. 5-17 mm, l. 110 mm | 1 | 10 | 0 | 39174000 | 20.6063 | Catálogo web
BRAND | 152505 | Tubing adapter, PE-HD f. tub.inner dia. 8-10/11-14 mm l. 66 mm | 1 | 10 | 0 | 39174000 | 19.9063 | Catálogo web
BRAND | 152510 | Tubing adapter, PE-HD f.tub.inner dia.12-14/18-20,5 mm l.73 mm | 1 | 10 | 0 | 39174000 | 20.163 | Catálogo web
BRAND | 152605 | Tubing adapter, PP f. tub.inner dia. 3- 5/ 6-10 mm l. 55 mm | 1 | 10 | 0 | 39174000 | 18.5531 | Catálogo web
BRAND | 152615 | Tubing adapter, PP f. tub.inner dia. 6-10/ 9-13 mm l. 59 mm | 1 | 10 | 0 | 39174000 | 18.7398 | Catálogo web
BRAND | 152705 | Tubing connector, PP, straight f. tubing inner dia. 3- 5 mm, l. 47 mm | 1 | 10 | 0 | 39174000 | 18.5531 | Catálogo web
BRAND | 152710 | Tubing connector, PP, straight f. tubing inner dia. 6-10 mm, l. 55 mm | 1 | 10 | 0 | 39174000 | 18.6931 | Catálogo web
BRAND | 152715 | Tubing connector, PP, straight f. tubing inner dia. 9-13 mm, l. 57 mm | 1 | 10 | 0 | 39174000 | 18.7398 | Catálogo web
BRAND | 152900 | Tubing connector, PP, Y-shape f. tub.inner dia. 3 mm tot. l. 24 mm part length 14 mm | 1 | 20 | 0 | 39174000 | 17.9699 | Catálogo web
BRAND | 152903 | Tubing connector, PP, Y-shape f. tub.inner dia. 4- 5 mm tot. l. 35 mm part length 21 mm | 1 | 20 | 0 | 39174000 | 18.2965 | Catálogo web
BRAND | 152905 | Tubing connector, PP, Y-shape f. tub.inner dia. 6- 7 mm tot. l. 54 mm part length 34 mm | 1 | 20 | 0 | 39174000 | 18.5065 | Catálogo web
BRAND | 152907 | Tubing connector, PP, Y-shape f. tub.inner dia. 8- 9 mm tot. l. 64 mm part length 40 mm | 1 | 20 | 0 | 39174000 | 18.8564 | Catálogo web
BRAND | 152910 | Tubing connector, PP, Y-shape f. tub.inner dia. 10-11 mm tot. l. 74 mm part length 47 mm | 1 | 20 | 0 | 39174000 | 18.9731 | Catálogo web
BRAND | 155540 | Weighing dish PS square shape 7 ml 45 x 45 x 7 mm antistatic 1 PAK = 500 pcs. | 1 | 1 | 0 | 39269097 | 69.5547 | Catálogo web
BRAND | 155542 | Weighing dish PS square shape 100 ml 84 x 84 x 24 mm antistatic 1 PAK = 500 pcs. | 1 | 1 | 0 | 39269097 | 113.5803 | Catálogo web
BRAND | 155544 | Weighing dish PS square shape 250 ml 140 x 140 x 21 mm antistatic 1 PAK = 500 pcs. | 1 | 1 | 0 | 39269097 | 224.5192 | Catálogo web
BRAND | 155546 | Weighing dish PS diamond shape 25 ml 67 x 47 x 14 mm antistatic 1 PAK = 500 pcs. | 1 | 1 | 0 | 39269097 | 99.7217 | Catálogo web
BRAND | 155548 | Weighing dish PS diamond shape 30 ml 78 x 56 x 14 mm antistatic 1 PAK = 500 pcs. | 1 | 1 | 0 | 39269097 | 104.2012 | Catálogo web
BRAND | 155550 | Weighing dish PS diamond shape 100 ml 119 x 90 x 19 mm antistatic 1 PAK = 500 pcs. | 1 | 1 | 0 | 39269097 | 179.6537 | Catálogo web
BRAND | 155552 | Weighing dish PS with spout 13 ml 45 x 57 x 13 mm antistatic 1 PAK = 500 pcs. | 1 | 1 | 0 | 39269097 | 81.0335 | Catálogo web
BRAND | 155554 | Weighing dish PS with spout 135 ml 84 x 130 x 25 mm antistatic 1 PAK = 500 pcs. | 1 | 1 | 0 | 39269097 | 145.4971 | Catálogo web
BRAND | 155556 | Weighing dish PS with spout 250 ml 108 x 180 x 25 mm antistatic1 1 PAK = 500 pcs. | 1 | 1 | 0 | 39269097 | 242.0874 | Catálogo web
BRAND | 155558 | Weighing dish PS round with handle 50 ml 80 x 43 mm antistatic 1 PAK = 200 pcs. | 1 | 1 | 0 | 39269097 | 134.7882 | Catálogo web
BRAND | 155560 | Weighing dish PS round with handle 100 ml 90 x 48 mm antistatic 1 PAK = 200 pcs. | 1 | 1 | 0 | 39269097 | 188.4728 | Catálogo web
BRAND | 155562 | Weighing dish PS round with handle 200 ml 117 x 51 mm antistatic 1 PAK = 200 pcs. | 1 | 1 | 0 | 39269097 | 242.0874 | Catálogo web
BRAND | 155570 | Weighing dish PS square shape sterile 7 ml 45 x 45 x 7 mm antistatic 1 PAK = 200 pcs. (40 x 5 pcs.) | 1 | 1 | 0 | 39269097 | 188.4728 | Catálogo web
BRAND | 155572 | Weighing dish PS square shape sterile 100 ml 84 x 84 x 24 mm antistatic 1 PAK = 200 pcs. (40 x 5 pcs.) | 1 | 1 | 0 | 39269097 | 150.8166 | Catálogo web
BRAND | 156100 | Ice bucket with lid, PU-foam, stackable 4,5 l operating temperature -196 to +95°C | 1 | 1 | 0 | 39269097 | 223.8659 | Catálogo web
BRAND | 156640 | Tray (photogr. tray) PP white stackable 225 x 180 x 45 mm | 1 | 1 | 0 | 39269097 | 33.0183 | Catálogo web
BRAND | 156642 | Tray (photogr. tray) PP white stackable 300 x 240 x 70 mm | 1 | 1 | 0 | 39269097 | 44.3572 | Catálogo web
BRAND | 156644 | Tray (photogr. tray) PP white stackable 370 x 310 x 75 mm | 1 | 1 | 0 | 39269097 | 56.466 | Catálogo web
BRAND | 156646 | Tray (photogr. tray) PP white stackable 510 x 410 x 120 mm | 1 | 1 | 0 | 39269097 | 75.6441 | Catálogo web
BRAND | 156648 | Tray (photogr. tray) PP white stackable 625 x 530 x 140 mm | 1 | 1 | 0 | 39269097 | 118.8298 | Catálogo web
BRAND | 156650 | Tray (photogr. tray) PP white stackable 840 x 645 x 160 mm | 1 | 1 | 0 | 39269097 | 165.5851 | Catálogo web
BRAND | 159600 | Water jet filter pump, PP connection R 3/4", 1/2", nozzle 10-12 mm water mains connection, suction line connection through hose nozzle dia. 6-9 mm | 1 | 1 | 0 | 84141089 | 82.9 | Catálogo web
BRAND | 159661 | Flat seal R 3/4" f.water jet filter pump 24,5 x 12 x 1,5, pack of 1 | 1 | 1 | 0 | 40169300 | 23.0093 | Catálogo web
BRAND | 159664 | Flat seal for water inlet connection Perbunan® outer diameter 19 mm for water jet pump 10 pcs./bag | 1 | 1 | 0 | 40169300 | 21.6562 | Catálogo web
BRAND | 159665 | Reducing adapter PP f. water pump 159600 for water tap R 3/8" | 1 | 1 | 0 | 39174000 | 23.8026 | Catálogo web
BRAND | 159666 | Sleeve nut, PP, for filter pump R 3/4", with sealing, NBR | 1 | 1 | 0 | 84139100 | 22.916 | Catálogo web
BRAND | 159667 | Thread adapter, PP, for filter pump R 1/2", with sealing, NBR | 1 | 1 | 0 | 39174000 | 22.916 | Catálogo web
BRAND | 159668 | Non-return valve for filter pump with valve reed of FKM, complete | 1 | 1 | 0 | 84819000 | 22.916 | Catálogo web
BRAND | 159669 | Hose nipple, FKM, for filter pump for vacuum connection dia.6-9 mm, with sleeve nut and sealing | 1 | 1 | 0 | 39174000 | 22.916 | Catálogo web
BRAND | 159670 | Reducing adapter PP f. water pump 159600 f. water tap M 22x1 | 1 | 1 | 0 | 39174000 | 23.8026 | Catálogo web
BRAND | 362038 | ASTM centrifuge tube BLAUBRAND Boro 3.3 100 ml, cylindrical, ASTM D 91 conical bottom, withstands RCF up to 700 | 1 | 2 | 0 | 70172000 | 81.5468 | Catálogo web
BRAND | 362338 | ASTM centrifuge tube BLAUBRAND Boro 3.3 100 ml, cylindrical, former ASTM D 96 conical bottom, withstands RCF up to 700 | 1 | 2 | 0 | 70172000 | 83.8566 | Catálogo web
BRAND | 365538 | Vol.flask f.oil content determination SB 100 ml Boro 3.3 glass stopper size 19/26 DIN 51 368 | 1 | 1 | 0 | 70172000 | 196.9653 | Catálogo web
BRAND | 386038 | Oxygen flask, Winkler, soda-lime glass 100-150 ml, with glass stopper NS 14/23 | 1 | 2 | 0 | 70179000 | 56.536 | Catálogo web
BRAND | 386048 | Oxygen flask, Winkler, soda-lime glass 250-300 ml, with glass stopper NS 19/26 | 1 | 2 | 0 | 70179000 | 61.8555 | Catálogo web
BRAND | 386138 | Fastening clip for oxygen flask, Winkler for cap. 100 - 150 ml | 1 | 1 | 0 | 83099090 | 25.7391 | Catálogo web
BRAND | 386148 | Fastening clip for oxygen flask, Winkler for cap. 250 - 300 ml | 1 | 1 | 0 | 83099090 | 26.299 | Catálogo web
BRAND | 388001 | Imhoff sedimentation cone, SAN graduated 0 - 1000 ml, DIN 12672 with screw cap M14 | 1 | 1 | 0 | 39269097 | 59.3124 | Catálogo web
BRAND | 388002 | Screw cap Imhoff sedimentation cone SAN PP, with silicone flat seal | 1 | 1 | 0 | 39235090 | 22.0994 | Catálogo web
BRAND | 388003 | Screw cap, PP, M14, blue with seal, for sedimentation cones Imhoff SAN | 1 | 1 | 0 | 39235090 | 22.0994 | Catálogo web
BRAND | 388050 | Rack f.2 sedimentation cones made of plastics, 300 x 130 x 315 mm plates of PMMA, rods of PP | 1 | 1 | 0 | 39269097 | 158.6558 | Catálogo web
BRAND | 402038 | Vol.flask f. sugar analysis SILBERBRAND 100 ml, Boro 3.3, acc. Kohlrausch | 1 | 2 | 0 | 70172000 | 60.199 | Catálogo web
BRAND | 402046 | Vol.flask for sugar analysis, SB 200 ml, Boro 3.3, according Kohlrausch | 1 | 2 | 0 | 70172000 | 77.2539 | Catálogo web
BRAND | 452000 | Disposable petri dish, PS, with lid lid dia. 94 mm overall h. 16 mm w/o vent 1 PAK = 480 pcs. | 1 | 1 | 59.5 | 39239000 | 162.4587 | Catálogo web
BRAND | 452005 | Disposable petri dish, PS, with lid lid dia. 94 mm overall h.16 mm with vent 1 PAK = 480 pcs. | 1 | 1 | 59.5 | 39239000 | 162.4587 | Catálogo web
BRAND | 452010 | Disposable petri dish, PS, with lid lid dia. 55 mm overall h. 14 mm w. vent 1 PAK = 1620 pcs. | 1 | 1 | 181.12 | 39269097 | 461.6788 | Catálogo web
BRAND | 452015 | Disposable petri dish, PS, with lid lid dia. 55 mm overall h. 14 mm w/o vent 1 PAK = 1620 pcs. | 1 | 1 | 181.12 | 39269097 | 461.6788 | Catálogo web
BRAND | 452201 | Inoculation loop w.needle PS y-sterilzed 1 µl natural, f.inocul.nutrient media | 1000 | 1000 | 38.5 | 39269097 | 109.1941 | Catálogo web
BRAND | 452210 | Inoculation loop w.needle PS y-sterilzed 10 µl blue f. inocul. nutrient media | 1000 | 1000 | 38.5 | 39269097 | 109.1941 | Catálogo web
BRAND | 452215 | Inoculation loop w.needle PS y-sterilzed 1+10 µl yellow f. inocul. nutrient media | 1000 | 1000 | 39.5 | 39269097 | 111.4572 | Catálogo web
BRAND | 455701 | Petri dish, soda-lime glass lid dia. 40 mm, h. of dish 12 mm cut edges fire-polished 1 PAK = 10 pcs. | 1 | 1 | 0 | 70179000 | 57.9825 | Catálogo web
BRAND | 455717 | Petri dish, soda-lime glass lid dia. 60 mm, h. of dish 15 mm cut edges fire-polished 1 PAK = 10 pcs. | 1 | 1 | 0 | 70179000 | 57.9825 | Catálogo web
BRAND | 455732 | Petri dish, soda-lime glass lid dia. 80 mm, h. of dish 15 mm cut edges fire-polished 1 PAK = 10 pcs. | 1 | 1 | 0 | 70172000 | 63.0687 | Catálogo web
BRAND | 455742 | Petri dish, soda-lime glass lid dia. 100 mm, h. of dish 15 mm cut edges fire-polished 1 PAK = 10 pcs. | 1 | 1 | 0 | 70172000 | 67.9915 | Catálogo web
BRAND | 455743 | Petri dish, soda-lime glass lid dia. 100 mm, h. of dish 20 mm cut edges fire-polished 1 PAK = 10 pcs. | 1 | 1 | 0 | 70172000 | 67.9915 | Catálogo web
BRAND | 455751 | Petri dish, soda-lime glass lid dia. 150 mm, h. of dish 25 mm cut edges fire-polished 1 PAK = 10 pcs. | 1 | 1 | 0 | 70179000 | 118.5965 | Catálogo web
BRAND | 458021 | Filter crucible, Boro 3.3 30 ml, 1 D 1 | 1 | 10 | 0 | 70172000 | 59.3357 | Catálogo web
BRAND | 458022 | Filter crucible, Boro 3.3 30 ml, 1 D 2 | 1 | 10 | 0 | 70172000 | 59.3357 | Catálogo web
BRAND | 458023 | Filter crucible, Boro 3.3 30 ml, 1 D 3 | 1 | 10 | 0 | 70172000 | 59.3357 | Catálogo web
BRAND | 458024 | Filter crucible, Boro 3.3 30 ml, 1 D 4 | 1 | 10 | 0 | 70172000 | 65.2151 | Catálogo web
BRAND | 458731 | Filter crucible, Boro 3.3 50 ml, 2 D 1 | 1 | 10 | 0 | 70172000 | 76.624 | Catálogo web
BRAND | 458732 | Filter crucible, Boro 3.3 50 ml, 2 D 2 | 1 | 10 | 0 | 70172000 | 76.624 | Catálogo web
BRAND | 458733 | Filter crucible, Boro 3.3 50 ml, 2 D 3 | 1 | 10 | 0 | 70172000 | 76.624 | Catálogo web
BRAND | 458734 | Filter crucible, Boro 3.3 50 ml, 2 D 4 | 1 | 10 | 0 | 70172000 | 85.5831 | Catálogo web
BRAND | 462026 | Rubber sleeve EPDM, for filter crucibles suitable for 1 D, out. dia. 41 mm | 1 | 10 | 0 | 40169300 | 24.5959 | Catálogo web
BRAND | 462231 | Rubber sleeve EPDM, for filter crucibles suitable for 2 D, out. dia. 49 mm | 1 | 10 | 0 | 40169300 | 24.7592 | Catálogo web
BRAND | 462500 | Rubber gasket con. EPDM f.filter funnels and filter flasks size 22-84 mm set of 8 | 1 | 1 | 0 | 40169300 | 109.404 | Catálogo web
BRAND | 462512 | Rubber gasket con. EPDM f.filter funnels and filter flasks, size 22 top/bottom ext. dia. 22 mm/11 mm, bottom int. dia. 6 mm | 1 | 10 | 0 | 40169300 | 24.1992 | Catálogo web
BRAND | 462617 | Rubber gasket con. EPDM f.filter funnels and filter flasks, size 28 top/bottom ext. dia. 28 mm/16 mm, bottom int. dia. 9 mm | 1 | 10 | 0 | 40169300 | 24.9692 | Catálogo web
BRAND | 462723 | Rubber gasket con. EPDM f.filter funnels and filter flasks, size 35 top/bottom ext. dia. 35 mm/20 mm, bottom int. dia. 14 mm | 1 | 10 | 0 | 40169300 | 27.4189 | Catálogo web
BRAND | 462827 | Rubber gasket con. EPDM f.filter funnels and filter flasks, size 42 top/bottom ext. dia. 42 mm/25 mm, bottom int. dia. 18 mm | 1 | 10 | 0 | 40169300 | 28.4455 | Catálogo web
BRAND | 462932 | Rubber gasket con. EPDM f.filter funnels and filter flasks, size 50 top/bottom ext. dia. 50 mm/32 mm, bottom int. dia. 22 mm | 1 | 10 | 0 | 40169300 | 29.6587 | Catálogo web
BRAND | 463036 | Rubber gasket con. EPDM f.filter funnels and filter flasks, size 63 top/bottom ext. dia. 63 mm/43 mm, bottom int. dia. 33 mm | 1 | 10 | 0 | 40169300 | 30.6153 | Catálogo web
BRAND | 463139 | Rubber gasket con. EPDM f.filter funnels and filter flasks, size 71 top/bottom ext. dia. 71 mm/52 mm, bottom int. dia. 42 mm | 1 | 10 | 0 | 40169300 | 33.5083 | Catálogo web
BRAND | 463243 | Rubber gasket con. EPDM f.filter funnels and filter flasks, size 84 top/bottom ext. dia. 84 mm/61 mm, bottom int. dia. 50 mm | 1 | 10 | 0 | 40169300 | 39.341 | Catálogo web
BRAND | 463616 | Filter adapt.Boro 3.3 f.filter crucibles suit.f. 1 D top out.dia. 41 mm l. 125 mm | 1 | 10 | 0 | 70172000 | 69.1814 | Catálogo web
BRAND | 463732 | Filter adapt.Boro 3.3 f.filter crucibles suit.f. 2 D top out.dia. 50 mm l. 132 mm | 1 | 10 | 0 | 70172000 | 72.4244 | Catálogo web
BRAND | 464003 | Filter funnel, Boro 3.3 50 ml, 3 D 3 | 1 | 1 | 0 | 70172000 | 104.8778 | Catálogo web
BRAND | 464004 | Filter funnel, Boro 3.3 50 ml, 3 D 4 | 1 | 1 | 0 | 70172000 | 111.6905 | Catálogo web
BRAND | 464713 | Filter funnel, Boro 3.3 75 ml, 11 D 3 | 1 | 1 | 0 | 70172000 | 115.7267 | Catálogo web
BRAND | 464714 | Filter funnel, Boro 3.3 75 ml, 11 D 4 | 1 | 1 | 0 | 70172000 | 125.9691 | Catálogo web
BRAND | 465423 | Filter funnel, Boro 3.3 125 ml, 17 D 3 | 1 | 1 | 0 | 70172000 | 155.4828 | Catálogo web
BRAND | 465424 | Filter funnel, Boro 3.3 125 ml, 17 D 4 | 1 | 1 | 0 | 70172000 | 173.0043 | Catálogo web
BRAND | 466133 | Filter funnel, Boro 3.3 500 ml, 25 D 3 | 1 | 1 | 0 | 70172000 | 231.5418 | Catálogo web
BRAND | 466134 | Filter funnel, Boro 3.3 500 ml, 25 D 4 | 1 | 1 | 0 | 70172000 | 272.5577 | Catálogo web
BRAND | 470045 | Cover glass Boro water-white thick.no 1 18 x 18 mm, square thickness 0,13 - 0,17 mm, of excellent chemical resistance, 10 boxes of 200 pcs. each in one carton | 1000 | 2000 | 19.58 | 70172000 | 66.8716 | Catálogo web
BRAND | 470050 | Cover glass Boro water-white thick. no 1 20 x 20 mm, square thickness 0,13 - 0,17 mm, of excellent chemical resistance, 10 boxes of 200 pcs. each in on carton | 1000 | 2000 | 25.33 | 70172000 | 84.8832 | Catálogo web
BRAND | 470055 | Cover glass Boro water-white thick. no 1 22 x 22 mm, square thickness 0,13 - 0,17 mm, of excellent chemical resistance, 10 boxes of 200 pcs. each in one carton | 1000 | 2000 | 29.31 | 70172000 | 95.6621 | Catálogo web
BRAND | 470060 | Cover glass Boro water-white thick. no 1 24 x 24 mm, square thickness 0,13 - 0,17 mm, of excellent chemical resistance, 10 boxes of 200 pcs. each in on carton | 1000 | 2000 | 35.39 | 70172000 | 112.5537 | Catálogo web
BRAND | 470816 | Cover glass Boro water-white thick. no 1 24 x 40 mm, rectangular thickness 0,13 - 0,17 mm, of excellent chemical resistance, 10 boxes of 100 pcs. each in one carton | 1000 | 1000 | 60.28 | 70172000 | 171.1145 | Catálogo web
BRAND | 470819 | Cover glass Boro water-white thick. no 1 24 x 50 mm, rectangular, water-white thickness 0,13 - 0,17 mm, of excellent chemical resistance, 10 boxes of 100 pcs. each in one carton | 1000 | 1000 | 79.7 | 70172000 | 220.5296 | Catálogo web
BRAND | 470820 | Cover glass Boro water-white thick. no 1 24 x 60 mm, rectangular, water-white thickness 0,13 - 0,17 mm, of excellent chemical resistance, 10 boxes of 100 pcs. each in one carton | 1000 | 1000 | 96.19 | 70172000 | 262.8054 | Catálogo web
BRAND | 472000 | Tray stain.trough 4722 00, soda-lime gl. 91x70x48 mm, for 10 slides | 1 | 10 | 0 | 70179000 | 48.3935 | Catálogo web
BRAND | 472200 | Staining trough w. lid, soda-lime glass 105 x 85 x 70 mm | 1 | 10 | 0 | 70179000 | 73.6843 | Catálogo web
BRAND | 472500 | Stain.trough Schiefferdecker with lid f. 10 slides 76 x 26 mm, soda-lime glass | 1 | 10 | 0 | 70179000 | 62.0421 | Catálogo web
BRAND | 472600 | Stain.trough Hellendahl pattern with lid f. 16 slides 76 x 26 mm, soda-lime glass | 1 | 10 | 0 | 70172000 | 92.6524 | Catálogo web
BRAND | 472700 | Stain.trough 'Hellendahl extended' w.lid f. 16 slides 76 x 26 mm, soda-lime glass | 1 | 10 | 0 | 70179000 | 62.1121 | Catálogo web
BRAND | 472800 | Stain.trough Coplin pattern round w.lid f. 10 slides 76 x 26 mm, soda-lime glass | 1 | 10 | 0 | 70179000 | 65.8451 | Catálogo web
BRAND | 473100 | Wire handle f. stain.trough tray 4720 00 made of stainless steel | 1 | 10 | 0 | 73269098 | 23.2427 | Catálogo web
BRAND | 473500 | Spotting tile, soda-lime glass 130x100x 6 mm, 12 cavities dia. 20-22 mm | 1 | 1 | 0 | 70179000 | 179.1871 | Catálogo web
BRAND | 474300 | Staining trough, PMP, glass clear 101x83x70 mm without tray, with two lids | 1 | 4 | 0 | 39269097 | 53.4096 | Catálogo web
BRAND | 474305 | Tray, PP, for staining through 474300 for 20 slides | 1 | 2 | 0 | 39269097 | 33.205 | Catálogo web
BRAND | 474400 | Stain.trough PMP Hellendahl ext. w. lid for 16 slides 76x26 mm | 1 | 4 | 0 | 39269097 | 39.6444 | Catálogo web
BRAND | 474410 | Stain.trough PMP Schiefferdecker w. lid for 20 slides 76x26 mm | 1 | 4 | 0 | 39235090 | 38.2912 | Catálogo web
BRAND | 474701 | Microscope slide 1 mm approx. 76 x 26 mm, cut edges made of optical glass, hydrol. class 3 half white, DIN ISO 8037-1 1 PAK = 2500 pcs. (50 x 50 pcs.) | 1 | 1 | 116.08 | 70179000 | 294.6055 | Catálogo web
BRAND | 474702 | Microscope slide 1 mm app.76x26 mm cut edges, twin frosted end made of optical glass, hydrolytic class 3, half white, DIN ISO 8037-1 1 PAK = 2500 pcs. (50 x 50 pcs.) | 1 | 1 | 193.05 | 70179000 | 490.8659 | Catálogo web
BRAND | 474743 | Microscope slide 1 mm approx. 76 x 26 mm, ground edges made of optical glass, hydrol. class 3, half white, DIN ISO 8037-1 1 PAK = 2500 pcs. (50 x 50 pcs.) | 1 | 1 | 185.33 | 70179000 | 465.0151 | Catálogo web
BRAND | 474744 | Microscope slide 1 mm app.76x26 mm ground edg.twin frosted end made of optical glass, hydrol. class 3 half white, DIN ISO 8037-1 1 PAK = 2500 pcs. (50 x 50 pcs.) | 1 | 1 | 244.66 | 70179000 | 617.8565 | Catálogo web
BRAND | 475505 | Cavity slide w.concav. thick.1,2-1,5 mm 76x26 mm ground edges with 1 concavity made of optical glass, hydrol. class 3, concavities of dia. 15 - 18 mm, depth 0,6 - 0,8 mm 1 PAK = 50 pcs. | 1 | 1 | 0 | 70179000 | 258.2092 | Catálogo web
BRAND | 475535 | Cavity slide w.concav. thick. 1,2-1,5 mm 76x26 mm ground edges with 2 concavities made of optical glass, hydrol. class 3, concavities of dia. 15 - 18 mm, depth 0,6 - 0,8 mm 1 PAK = 50 pcs. | 1 | 1 | 0 | 70179000 | 379.0871 | Catálogo web
BRAND | 475565 | Cavity slide w.concav. thick. 1,2-1,5 mm 76x26 mm ground edges with 3 concavities made of optical glass, hydrol. class 3, concavities of dia. 15 - 18 mm, depth 0,6 - 0,8 mm 1 PAK = 50 pcs. | 1 | 1 | 0 | 70179000 | 449.9433 | Catálogo web
BRAND | 475800 | Slide box, PS for 25 slides 76 x 26 mm numbered slots in the base, index card in the lid | 1 | 1 | 0 | 39269097 | 34.0216 | Catálogo web
BRAND | 475900 | Slide box, PS for 50 slides 76 x 26 mm numbered slots in the base, index card in the lid | 1 | 1 | 0 | 39269097 | 42.2574 | Catálogo web
BRAND | 476000 | Slide box, PS for 100 slides 76 x 26 mm numbered slots in the base, index card in the lid | 1 | 1 | 0 | 39269097 | 51.3798 | Catálogo web
BRAND | 476900 | Slide box f. storage/transport PP round for 5 thick or 10 thin slides screw lid with lug for sealing wire | 1 | 10 | 0 | 39269097 | 23.1493 | Catálogo web
BRAND | 578000 | Burette clamp, aluminum die casting for 2 burettes, with roll mounting | 1 | 1 | 0 | 76169910 | 132.5484 | Catálogo web
BRAND | 578001 | Burette clamp, aluminum die casting for 1 burette, with roll mounting | 1 | 1 | 0 | 76169910 | 108.5175 | Catálogo web
BRAND | 701330 | Microplate, PP, 96-well U-bottom, 300 µl, 10 bags of 10 pl. | 100 | 100 | 0 | 39269097 | 194.9821 | Catálogo web
BRAND | 701340 | Deep well plate, 96-well, stackable 1,1 ml, PP, low profile, 50 pcs. CERTIFIED LIFE SCIENCE QUALITY | 1 | 1 | 0 | 39269097 | 280.6536 | Catálogo web
BRAND | 701342 | Deep well plate, 96-well, stackable 1,2 ml, PP, elev. wells, 32 pcs. BIO-CERT® PCR QUALITY | 1 | 1 | 0 | 39269097 | 228.5088 | Catálogo web
BRAND | 701346 | Deep well plate, 96-well, stackable 0,5 ml, PP, pack of 48 bag of 4, BIO-CERT® PCR QUALITY | 1 | 1 | 0 | 39269097 | 342.5974 | Catálogo web
BRAND | 701347 | Deep-well plate 96-well, low profile 1 ml, PP, U-bottom, 50 pcs. well shape square, CERTIFIED LIFE SCIENCE QUALITY | 1 | 1 | 0 | 39269097 | 362.1254 | Catálogo web
BRAND | 701348 | Deep-well plate 96-well, 2,2 ml, PP, V-bottom, 50 pcs. well sh.square, suitable for KingFisher™ CERTIFIED LIFE SCIENCE QUALITY | 1 | 1 | 0 | 39269097 | 329.5087 | Catálogo web
BRAND | 701350 | Deep well plate, 96-well, stackable 1,1 ml, PP, pack of 24 BIO-CERT® PCR QUALITY | 1 | 1 | 0 | 39269097 | 175.5941 | Catálogo web
BRAND | 701352 | Deep well plate, 96-well, stackable 1,1 ml, PS, pack of 32 bag of 4, BIO-CERT® PCR QUALITY | 1 | 1 | 0 | 39269097 | 179.7937 | Catálogo web
BRAND | 701353 | Deep well plate, 96-well, stackable 2,2 ml PP V-bottom, 30 pcs. CERTIFIED LIFE SCIENCE QUALITY | 1 | 1 | 0 | 39269097 | 267.0049 | Catálogo web
BRAND | 701354 | Deep well plate, 96-well, stackable 2,2 ml, PP, pack of 24 BIO-CERT® PCR QUALITY | 1 | 1 | 0 | 39269097 | 216.89 | Catálogo web
BRAND | 701355 | Deep well plate, 384-well, stackable 300 µl, PP, pack of 48 BIO-CERT® CERTIFIED QUALITY | 1 | 1 | 0 | 39269097 | 567.7649 | Catálogo web
BRAND | 701357 | Cover mat for deep-well plates f. 0,3 ml 384-well, silicone, pack of 50 | 1 | 1 | 0 | 39269097 | 813.4403 | Catálogo web
BRAND | 701358 | Cover mat for deep-well plates f. 0,5 ml, 96-well, TPE, pack of 50 | 1 | 1 | 0 | 39269097 | 508.1308 | Catálogo web
BRAND | 701360 | Mat cover for deep-well plates f. 1,1 ml 96-well, PE, pack of 24 | 1 | 1 | 0 | 39269097 | 131.5685 | Catálogo web
BRAND | 701362 | Cover mat for deep-well plates f. 2,2 ml 96-well, EVA, pack of 24 | 1 | 1 | 0 | 39269097 | 129.6087 | Catálogo web
BRAND | 701364 | Sealing film for plates, self-adhesive Rayon gas permeable 100 sh./b. | 1 | 1 | 0 | 63079098 | 181.4968 | Catálogo web
BRAND | 701365 | Sealing film for plates, self-adhesive Rayon, gas permeable, sterile, 50 sheets | 1 | 1 | 0 | 63079098 | 165.3984 | Catálogo web
BRAND | 701367 | Sealing film for plates, self-adhesive PP, DMSO resistant, bag of 100 sheets suited for storage, ELISA and PCR, self-adhesive for all types of plates of PS, PP, PC, PE | 1 | 1 | 0 | 39199080 | 178.2538 | Catálogo web
BRAND | 701368 | Cover mat for deep-well plates f. 1,2 ml 96-well Low Profile pack of 50 | 1 | 1 | 0 | 39269097 | 394.3222 | Catálogo web
BRAND | 701370 | Sealing film for plates PP/PE with adhesive-free zone 50 pcs. | 1 | 1 | 0 | 39199080 | 270.0146 | Catálogo web
BRAND | 701371 | Sealing film for plates, Vinyl black, fluorescence/photoprot. 50 pcs. | 1 | 1 | 0 | 39199080 | 107.4209 | Catálogo web
BRAND | 701372 | Sealing film for plates, Vinyl white, luminescence/microscopy, 50 pcs. | 1 | 1 | 0 | 39199080 | 92.0224 | Catálogo web
BRAND | 701374 | Sealing film for plates, Vinyl with pre-pierced zone, 100 pcs. 2 end tabs, alphanumeric code, -40 up to + 90°C | 1 | 1 | 0 | 39199080 | 227.1089 | Catálogo web
BRAND | 701376 | Sealing film for plates PET peelable, self-adhesive, 100 sheets suitable for PCR, storage and transport, DNA-, RNase- and DNase-free | 1 | 1 | 0 | 39199080 | 292.2024 | Catálogo web
BRAND | 701377 | Sealing film for plates aluminum, peelable, self-adhesive, 100 sheets suitable for PCR, storage and transport, DNA-, RNase- and DNase-free | 1 | 1 | 0 | 76072099 | 292.2024 | Catálogo web
BRAND | 701381 | Paddle to fix self-adhes. sealing films white, pack of 1 set consist. of 2 paddles | 1 | 1 | 0 | 39269097 | 25.6691 | Catálogo web
BRAND | 701430 | Heat Sealing Foil PCR, aluminum piercable, 100 sheets suitable for PCR, storage and transport, DNA-, RNase- and DNase-free | 1 | 1 | 0 | 76071990 | 172.1411 | Catálogo web
BRAND | 701431 | Heat Sealing Film qPCR, transparent 100 sheets, suitable for qPCR, PCR storage and disposal of hazard materials, DNA-, RNase- and DNase-free | 1 | 1 | 0 | 39202021 | 172.1411 | Catálogo web
BRAND | 701432 | Heat Sealing Foil Storage, Aluminium peelable, 100 sheets, suitable for sample storage, long term storage and low temperature transportation DNA-, RNase- and DNase-free | 1 | 1 | 0 | 76071990 | 172.1411 | Catálogo web
BRAND | 701440 | Reservoir, PP, pyramidal bottom 1 column, 150 ml, 96-well BIO-CERT® CERTIFIED QUALITY | 1 | 1 | 0 | 39269097 | 334.3615 | Catálogo web
BRAND | 701442 | Reservoir, PP, pyramidal bottom, 12-columns, 12 ml BIO-CERT® CERTIFIED QUALITY | 1 | 1 | 0 | 39269097 | 334.3615 | Catálogo web
BRAND | 701460 | Reservoir, with lid 40 ml, 4 res./blister, 24 p. CERTIFIED LIFE SCIENCE QUALITY | 1 | 1 | 0 | 39269097 | 187.7495 | Catálogo web
BRAND | 701462 | Reservoir, with lid 40 ml sterile 4 res./blister 24 p. CERTIFIED LIFE SCIENCE QUALITY | 1 | 1 | 0 | 39269097 | 249.1567 | Catálogo web
BRAND | 701464 | Reservoir with cover, PP 40ml, graduated, bulk, 24 p. CERTIFIED LIFE SCIENCE QUALITY | 1 | 1 | 0 | 39269097 | 100.8649 | Catálogo web
BRAND | 701620 | Seal-R-film Laboratory film roll: length 38 m, width 100 mm | 1 | 12 | 15.71 | 39201089 | 55.0895 | Catálogo web
BRAND | 701621 | Seal-R-film Laboratory film, single roll roll: length 38 m, width 100 mm | 1 | 1 | 0 | 39201089 | 66.1017 | Catálogo web
BRAND | 701622 | Seal-R-film Laboratory film roll: length 75 m, width 50 mm | 1 | 24 | 16.45 | 39201089 | 57.2359 | Catálogo web
BRAND | 701623 | Seal-R-film Laboratory film, single roll roll: length 75 m, width 50 mm | 1 | 1 | 0 | 39201089 | 68.7848 | Catálogo web
BRAND | 701624 | Seal-R-film Laboratory film roll: length 75 m, width 100 mm | 1 | 12 | 32.31 | 39201089 | 95.7787 | Catálogo web
BRAND | 701625 | Seal-R-film Laboratory film, single roll roll: length 75 m, width 100 mm | 1 | 1 | 0 | 39201089 | 118.3865 | Catálogo web
BRAND | 701626 | Seal-R-film Laboratory film roll: length 15 m, width 500 mm | 1 | 6 | 41.6 | 39201089 | 115.0268 | Catálogo web
BRAND | 701627 | Seal-R-film Laboratory film, single roll roll: length 15 m, width 500 mm | 1 | 1 | 0 | 39201089 | 143.094 | Catálogo web
BRAND | 701650 | Seal film cutter for rolls of 50 mm and 100 mm width for storing and cutting seal film | 1 | 1 | 0 | 84798997 | 373.2777 | Catálogo web
BRAND | 708605 | Pipette holder for intraEND and Delbrück micropipettes pack of 10, price p. piece | 1 | 10 | 0 | 73261990 | 25.1791 | Catálogo web
BRAND | 717805 | Count. chamber BB Neubauer improved without spring clips, double ruling of special optical glass, DIN 12 847, including 2 haemacytometer cover glasses | 1 | 1 | 0 | 70179000 | 94.5189 | Catálogo web
BRAND | 717810 | Count. chamber BB Neubauer improved w/o spring clips, double rul.bright-line of special optical glass, DIN 12 847, including 2 haemacytometer cover glasses | 1 | 1 | 0 | 70179000 | 176.714 | Catálogo web
BRAND | 717820 | Count. chamber BB Neubauer improved with spring clips, double ruling of special optical glass, DIN 12 847, including 2 haemacytometer cover glasses | 1 | 1 | 0 | 70179000 | 126.739 | Catálogo web
BRAND | 718005 | Counting chamber, BLAUBRAND, Thoma without spring clips, double ruling of special optical glass, DIN 12 847, including 2 haemacytometer cover glasses | 1 | 1 | 0 | 70179000 | 94.5189 | Catálogo web
BRAND | 718020 | Counting chamber, BLAUBRAND, Thoma with spring clips, double ruling of special optical glass, DIN 12 847, including 2 haemacytometer cover glasses | 1 | 1 | 0 | 70179000 | 126.739 | Catálogo web
BRAND | 718605 | Counting chamber BLAUBRAND Neubauer without spring clips, double ruling of special optical glass, DIN 12 847, double ruling, incl. 2 haemacytometer cover glasses | 1 | 1 | 0 | 70179000 | 94.5189 | Catálogo web
BRAND | 718620 | Counting chamber BB Neubauer pattern with spring clips, double ruling of special optical glass, DIN 12 847, incl. 2 haemacytometer cover glasses | 1 | 1 | 0 | 70179000 | 126.739 | Catálogo web
BRAND | 718905 | Count. chamber BLAUBRAND Bürker without spring clips, double ruling of special optical glass, DIN 12 847, incl. 2 haemacytometer cover glasses | 1 | 1 | 0 | 70179000 | 94.5189 | Catálogo web
BRAND | 718920 | Count. chamber BLAUBRAND Bürker with spring clips, double ruling of special optical glass, DIN 12 847, incl. 2 haemacytometer cover glasses, with spring clips | 1 | 1 | 0 | 70179000 | 126.739 | Catálogo web
BRAND | 719005 | Counting chamber BLAUBRAND Malassez without spring clips, double ruling of special optical glass, DIN 12 847, incl. 2 haemacytometer cover glasses | 1 | 1 | 0 | 70179000 | 94.5189 | Catálogo web
BRAND | 719505 | Count. chamber BLAUBRAND Bürker-Türk without spring clips, double ruling of special optical glass, DIN 12 847, incl. 2 haemacytometer cover glasses | 1 | 1 | 0 | 70179000 | 94.5189 | Catálogo web
BRAND | 719520 | Count. chamber BLAUBRAND Bürker-Türk with spring clips, double ruling of special optical glass, DIN 12 847, incl. 2 haemacytometer cover glasses | 1 | 1 | 0 | 70179000 | 126.739 | Catálogo web
BRAND | 719805 | Counting chamber BB Fuchs-Rosenthal without spring clips, double ruling of special optical glass, DIN 12 847, incl. 2 haemacytometer cover glasses, without spring clips | 1 | 1 | 0 | 70179000 | 94.5189 | Catálogo web
BRAND | 719820 | Counting chamber BB Fuchs-Rosenthal with spring clips, double ruling of special optical glass, DIN 12 847, incl. 2 haemacytometer cover glasses, with spring clips | 1 | 1 | 0 | 70179000 | 126.739 | Catálogo web
BRAND | 721305 | Counting chamber BLAUBRAND Nageotte without spring clips, double ruling of special optical glass, DIN 12 847, incl. 2 haemacytometer cover glasses, without spring clips | 1 | 1 | 0 | 70179000 | 212.2471 | Catálogo web
BRAND | 722055 | Sample cup, PS, with lid, PE 20 ml for Coulter-Counter pack of 1000 4 bags of 250 pcs./carton = 1000 pcs. | 1000 | 1000 | 80.88 | 39239000 | 222.9327 | Catálogo web
BRAND | 722060 | Sample cup, PS, with snap cap of PE 12 ml for Leuko-Ery Counter pack of 1000 10 bags of 100 pcs./carton | 1000 | 1000 | 127.88 | 39269097 | 334.8282 | Catálogo web
BRAND | 723014 | Haemacytom.cover glass f.count.chamb. 24x24x0,4 mm Haemacytometer cover glasses for coun- ting chambers, borosilicate glass, DIN ISO 8255-1 | 100 | 100 | 153.03 | 70172000 | 389.3294 | Catálogo web
BRAND | 723015 | Haemacytom.cover glass f.count.chamb. 20x26x0,4 mm Haemacytometer cover glasses for coun- ting chambers, borosilicate glass, DIN ISO 8255-1 | 100 | 100 | 115.77 | 70172000 | 302.2348 | Catálogo web
BRAND | 723016 | Haemacytom.cover glass f.count.chamb. 22x30x0,4 mm Haemacytometer cover glasses for coun- ting chambers, borosilicate glass, DIN ISO 8255-1 | 100 | 100 | 202.81 | 70172000 | 500.3849 | Catálogo web
BRAND | 747715 | Pasteur pipette, soda-lime glass total l. approx. 145 mm cap.appr. 1,5 ml tip approx. 45 mm, 250 pcs. per box, 4 boxes in a carton | 1000 | 1000 | 35.83 | 70179000 | 102.8247 | Catálogo web
BRAND | 747720 | Pasteur pipette, soda-lime glass total l. appr. 225 mm cap.appr. 1,5 ml tip approx. 120 mm, 250 pcs. per box, 4 boxes in a carton | 1000 | 1000 | 39.05 | 70179000 | 111.2939 | Catálogo web
BRAND | 747725 | Pasteur pipette, soda-lime glass total l. appr. 270 mm cap.appr. 1,5 ml tip approx. 160 mm, 250 pcs. per box, 4 boxes in a carton | 1000 | 1000 | 0 | 70179000 | 200.8849 | Catálogo web
BRAND | 747730 | Pasteur pipette, soda-lime glass total l. appr. 310 mm cap.appr. 1,5 ml tip approx. 200 mm, 250 pcs. per box, 4 boxes in a carton | 1000 | 1000 | 0 | 70179000 | 233.7816 | Catálogo web
BRAND | 747750 | Pasteur pipette, PE-LD ungrad., withdraw vol. max. 3,3 ml number of drops/ml 25 | 1000 | 500 | 53.05 | 39269097 | 153.6163 | Catálogo web
BRAND | 747755 | Pasteur pipette, PE-LD 1/0,25 ml, suction vol. max. 4,4 ml number of drops/ml 25 | 1000 | 500 | 43.75 | 39269097 | 129.6787 | Catálogo web
BRAND | 747760 | Pasteur pipette, PE-LD 3/0,5 ml, suction vol. max. 6,2 ml number of drops/ml 20 | 1000 | 500 | 42.76 | 39269097 | 126.9956 | Catálogo web
BRAND | 747765 | Pasteur pipette, PE-LD 2/0,5 ml, suction vol. max. 2,0 ml number of drops/ml 22 | 1000 | 500 | 59.98 | 39269097 | 170.8112 | Catálogo web
BRAND | 747770 | Pasteur pipette, PE-LD ungrad., suction vol. max. 4,0 ml number of drops/ml 25 | 1000 | 500 | 108.35 | 39269097 | 294.4422 | Catálogo web
BRAND | 747775 | Pasteur pipette, PE-LD grad., suction vol. max. 1,0 ml number of drops/ml 70 | 1000 | 500 | 110.39 | 39269097 | 299.575 | Catálogo web
BRAND | 758901 | Urine beaker, without lid, PP, CE-IVD grad. to 125 ml dia. 65 mm, h. 70 mm | 100 | 1000 | 6.11 | 39269097 | 31.4552 | Catálogo web
BRAND | 758902 | Press-on lid for urine beaker 758901 PE, red, IVD | 100 | 1000 | 4.43 | 39235090 | 27.2789 | Catálogo web
BRAND | 758905 | Urine beaker, PP, screw cap, IVD grad. to 100 ml, green cap dia. 65 mm, h. 75 mm | 100 | 1000 | 14.8 | 39269097 | 52.8264 | Catálogo web
BRAND | 758910 | Universal container, PP, screw cap grad. to 100 ml, y-sterile, yellow cap SAL 10EXP-6, dia. 65 mm, h. 75 mm 1 PAK = 240 pcs. | 1 | 1 | 92.21 | 39269097 | 243.7673 | Catálogo web
BRAND | 759005 | Cuvette, macro, PS cavity numb. ass., filling vol. 2,5 ml assorted by one cavity number CERTIFIED LIFE SCIENCE QUALITY pack of 100 | 1000 | 100 | 58.58 | 90279000 | 180.5169 | Catálogo web
BRAND | 759015 | Cuvette, semi-micro, PS cavity numb. ass, filling vol. 1,5 ml CERTIFIED LIFE SCIENCE QUALITY assorted by one cavity number pack of 100 | 1000 | 100 | 61.18 | 90279000 | 187.5862 | Catálogo web
BRAND | 759030 | Cuvette, four clear sided, macro, PS cavity numb.ass.filling vol. 2,5 ml 100 assorted by one cavity number CERTIFIED LIFE SCIENCE QUALITY | 1000 | 100 | 115.46 | 90279000 | 338.9578 | Catálogo web
BRAND | 759035 | Cuvette, four clear sided, macro, PS cavity numb.ass.filling vol. 2,5 ml 500 CERTIFIED LIFE SCIENCE QUALITY | 1000 | 500 | 107.17 | 90279000 | 316.28 | Catálogo web
BRAND | 759105 | Cuvette, macro, PMMA cavity numb.ass. min.filling vol. 2,5 ml CERTIFIED LIFE SCIENCE QUALITY pack of 100 pcs. | 1000 | 100 | 83.98 | 90279000 | 251.7698 | Catálogo web
BRAND | 759115 | Cuvette, semi-micro, PMMA cavity numb. ass., filling vol. 1,5 ml assorted by one cavity number CERTIFIED LIFE SCIENCE QUALITY Pack of 100 pcs. | 1000 | 100 | 88.3 | 90279000 | 263.6686 | Catálogo web
BRAND | 759125 | Cuvette four clear sided macro UV-trsp. cavity numb.ass.filling vol.2,5 ml 100 CERTIFIED LIFE SCIENCE QUALITY pack of 100 pieces | 100 | 100 | 0 | 90279000 | 85.1165 | Catálogo web
BRAND | 759128 | Cuvette four clear sided macro UV-trsp. cavity numb.ass.filling vol. 2,5 ml 500 CERTIFIED LIFE SCIENCE QUALITY | 100 | 500 | 0 | 90279000 | 78.2105 | Catálogo web
BRAND | 759150 | UV-Cuvette, semi-micro, cavity numb. ass., filling vol. 1,5 ml assorted by one cavity number CERTIFIED LIFE SCIENCE QUALITY pack of 100 pcs. (10 x 10) | 100 | 100 | 0 | 90279000 | 82.2468 | Catálogo web
BRAND | 759170 | UV-Cuvette, macro cavity numb. ass., filling vol. 2,5 ml assorted by one cavity number CERTIFIED LIFE SCIENCE QUALITY pack of 100 pcs. (10 x 10) | 100 | 100 | 0 | 90279000 | 76.204 | Catálogo web
BRAND | 759200 | UV-Cuvette micro, center height 8,5 mm volume 70 up to 850 µl, pack of 100 grouped by mold cavity number CERTIFIED LIFE SCIENCE QUALITY | 100 | 100 | 18.7 | 90279000 | 64.3285 | Catálogo web
BRAND | 759210 | UV-Cuvette micro, center height 8,5 mm volume 70 up to 850 µl, pack of 500 grouped by mold cavity number CERTIFIED LIFE SCIENCE QUAL. | 100 | 500 | 16.86 | 90279000 | 60.129 | Catálogo web
BRAND | 759215 | UV cuvette micro, center height 8,5 mm vol. 70-850 µl wrapped ind. pack of 100 grouped by mold cavity number, free of DNase, DNA, RNase CERTIFIED LIFE SCIENCE QUALITY | 100 | 100 | 0 | 90279000 | 115.8901 | Catálogo web
BRAND | 759220 | UV-Cuvette micro, center height 15 mm volume 70 up to 550 µl, pack of 100 grouped by mold cavity number CERTIFIED LIFE SCIENCE QUALITY | 100 | 100 | 18.7 | 90279000 | 64.3285 | Catálogo web
BRAND | 759230 | UV-Cuvette micro, center height 15 mm volume 70 up to 550 µl, pack of 500 grouped by mold cavity number CERTIFIED LIFE SCIENCE QUALITY | 100 | 500 | 16.86 | 90279000 | 60.129 | Catálogo web
BRAND | 759235 | UV cuvette micro, center height 15 mm vol. 70-550 µl wrapped ind. pack of 100 grouped by mold cavity number, free of DNase, DNA, RNase CERTIFIED LIFE SCIENCE QUALITY | 100 | 100 | 0 | 90279000 | 115.8901 | Catálogo web
BRAND | 759240 | Cap for UV-Cuvettes micro, PE blue, CERTIFIED LIFE SCIENCE QUALITY pack of 100 | 100 | 100 | 8.81 | 39235090 | 39.341 | Catálogo web
BRAND | 759241 | Cap for UV-Cuvettes micro, PE yellow, CERTIFIED LIFE SCIENCE QUALITY pack of 100 | 100 | 100 | 8.81 | 39235090 | 39.341 | Catálogo web
BRAND | 759242 | Cap for UV-Cuvettes micro, PE green, CERTIFIED LIFE SCIENCE QUALITY pack of 100 | 100 | 100 | 8.81 | 39235090 | 39.341 | Catálogo web
BRAND | 759243 | Cap for UV-Cuvettes micro, PE orange, CERTIFIED LIFE SCIENCE QUALITY pack of 100 | 100 | 100 | 8.81 | 39235090 | 39.341 | Catálogo web
BRAND | 759500 | Cuvette rack, PP, grey for 16 cuvettes, 210 x 70 x 38 mm autoclavable (121°C) | 1 | 1 | 0 | 39269097 | 33.8583 | Catálogo web
BRAND | 759703 | Stand for disposal bags, white | 1 | 1 | 0 | 73262000 | 33.6716 | Catálogo web
BRAND | 759705 | Disposal bag, PP, length 300 mm, width 200 mm, resistant to steam sterilisation (121°C) | 100 | 100 | 11.27 | 39232990 | 44.4272 | Catálogo web
BRAND | 759710 | Disposal bag, PA, length 300 mm, width 200 mm, resistant to steam sterilisation (134°C) | 100 | 50 | 38.12 | 39232990 | 113.7669 | Catálogo web
BRAND | 759800 | Disposable stirring spatula, PS length 120 mm, rod dia. 3 mm | 1000 | 500 | 14.37 | 39269097 | 53.1063 | Catálogo web
BRAND | 768505 | Tidy tray with compartments, PVC 5 compartments, 402 x 302 x 60 mm designed for use as utility trays or drawer organizers | 1 | 1 | 0 | 39269097 | 104.1779 | Catálogo web
BRAND | 768510 | Tidy tray with compartments, PVC 12 compartments, 402 x 302 x 60 mm designed for use as utility trays or drawer organizers | 1 | 1 | 0 | 39269097 | 104.1779 | Catálogo web
BRAND | 768515 | Pipette tray PVC f. small-vol. pipettes 355 x 300 x 45 mm, nine oblong dividers | 1 | 1 | 0 | 39269097 | 95.0788 | Catálogo web
BRAND | 778012 | Centrifuge tube, AR-Glas, 15 ml conical, beaded rim, ungrad., h. 113 mm dia. 17 mm, wall thickn. approx. 1,0 mm, conical bottom, RCF max. 3500 | 100 | 100 | 0 | 70179000 | 113.207 | Catálogo web
BRAND | 778013 | Centrifuge tube, Boro 3.3, 15 ml conical, beaded rim, ungrad., h. 113 mm dia. 17 mm, wall thickn. approx. 1,0 mm, conical bottom, RCF max. 3500 | 100 | 100 | 0 | 70172000 | 215.6068 | Catálogo web
BRAND | 779012 | Centrifuge tube, AR-Glas, 11 ml cone-point bottom riml. ungrad. h. 98 mm dia. 17 mm, wall thickn. approx. 1,0 mm, rimless, RCF max. 3500 | 100 | 100 | 0 | 70179000 | 95.8954 | Catálogo web
BRAND | 779022 | Centrifuge tube, AR-Glas, 13 ml round bottom, rimless, ungrad., h. 98 mm dia. 17 mm, wall thickn. approx. 1,0 mm, rimless, RCF max. 3500 | 100 | 100 | 0 | 70179000 | 109.9407 | Catálogo web
BRAND | 780420 | Microtube, PP 1,5 ml, colorl., lid, pack of 500 pcs. BIO-CERT® PCR QUALITY | 1000 | 500 | 25 | 39269097 | 76.554 | Catálogo web
BRAND | 780421 | Microtube, PP 1,5 ml, yellow, with lid, pack of 500 pcs. BIO-CERT® PCR QUALITY | 1000 | 500 | 34.05 | 39269097 | 98.6251 | Catálogo web
BRAND | 780422 | Microtube, PP 1,5 ml, blue, with lid, pack of 500 pcs. BIO-CERT® PCR QUALITY | 1000 | 500 | 34.05 | 39269097 | 98.6251 | Catálogo web
BRAND | 780423 | Microtube, PP 1,5 ml, green, with lid, pack of 500 pcs. BIO-CERT® PCR QUALITY | 1000 | 500 | 34.05 | 39269097 | 98.6251 | Catálogo web
BRAND | 780424 | Microtube, PP 1,5 ml, orange, with lid, pack of 500 pcs. BIO-CERT® PCR QUALITY | 1000 | 500 | 34.05 | 39269097 | 98.6251 | Catálogo web
BRAND | 780425 | Microtube, PP 1,5 ml, amber, with lid, pack of 500 pcs. BIO-CERT® PCR QUALITY | 1000 | 500 | 34.05 | 39269097 | 98.6251 | Catálogo web
BRAND | 780507 | Microtube PP colorless 0,5 ml, with lid, pack of 1000 pcs. BIO-CERT® PCR QUALITY | 1000 | 1000 | 29.07 | 39269097 | 88.0328 | Catálogo web
BRAND | 780536 | Microtube PP colorless 0,5 ml, with lid locking BIO-CERT® PCR QUALITY, pack of 500 | 1000 | 500 | 0 | 39269097 | 92.0224 | Catálogo web
BRAND | 780540 | Microtube PP colorless 1,5 ml, with lid locking BIO-CERT® PCR QUALITY, pack of 1000 | 1000 | 1000 | 0 | 39269097 | 82.1301 | Catálogo web
BRAND | 780546 | Microtube PP colorless 2,0 ml, with lid locking BIO-CERT® PCR QUALITY, pack of 500 | 1000 | 500 | 0 | 39269097 | 95.7321 | Catálogo web
BRAND | 780550 | Microtube PP colorless 2,0 ml, with lid, BIO-CERT® PCR QUALITY, pack of 500 | 1000 | 500 | 0 | 39269097 | 111.1305 | Catálogo web
BRAND | 780555 | Microtube PP colorless 5,0 ml, with lid BIO-CERT® PCR QUALITY, pack of 250 | 1000 | 250 | 0 | 39269097 | 351.6032 | Catálogo web
BRAND | 780605 | Microcentrifuge tube rack PP 210x70x37 mm grey f. 20 tubes 1,5 ml numbered positions, resistant to steam sterilisation (121°C) | 1 | 1 | 0 | 39269097 | 34.1382 | Catálogo web
BRAND | 780608 | Adapter f. microcentr. tube rack 7806 05 0,5 ml, PP, pack of 20 | 1 | 1 | 0 | 39269097 | 35.2581 | Catálogo web
BRAND | 780700 | Microtube PP, attached screw cap PE 0,5 ml, selfstanding, ungrad. attached screw cap with sealing cone BIO-CERT® PCR QUALITY pack quantity 1000 pcs. | 1000 | 1000 | 0 | 39269097 | 255.1061 | Catálogo web
BRAND | 780701 | Microtube, PP, attached screw cap PE 1,5 ml, selfstanding, ungrad. attached screw cap with sealing cone BIO-CERT® PCR QUALITY pack quantity 1000 pcs. | 1000 | 1000 | 0 | 39269097 | 255.1061 | Catálogo web
BRAND | 780702 | Microtube PP, attached screw cap PE 1,5 ml, round bottom, ungrad. attached screw cap with sealing cone BIO-CERT® PCR QUALITY pack quantity 1000 pcs. | 1000 | 1000 | 0 | 39269097 | 255.1061 | Catálogo web
BRAND | 780703 | Microtube PP, attached screw cap PE 2,0 ml, selfstanding, ungrad. attached screw cap with sealing cone BIO-CERT® PCR QUALITY pack quantity 1000 pcs. | 1000 | 1000 | 0 | 39269097 | 255.1061 | Catálogo web
BRAND | 780704 | Microtube PP, attached screw cap PE 2,0 ml, round bottom, ungrad. attached screw cap with sealing cone BIO-CERT® PCR QUALITY pack quantity 1000 pcs. | 1000 | 1000 | 0 | 39269097 | 255.1061 | Catálogo web
BRAND | 780710 | Microtube PP, attached screw cap PP 0,5 ml selfstanding ungrad. attached screw cap with silicone seal SI, BIO-CERT® PCR QUALITY pack quantity 1000 pcs. | 1000 | 1000 | 0 | 39269097 | 383.9632 | Catálogo web
BRAND | 780711 | Microtube PP, attached screw cap PP 1,5 ml, selfstanding, grad. attached screw cap with silicone seal BIO-CERT® PCR QUALITY pack quantity 1000 pcs. | 1000 | 1000 | 0 | 39269097 | 383.9632 | Catálogo web
BRAND | 780712 | Microtube PP, attached screw cap PP 1,5 ml, round bottom, grad. attached screw cap with silicone seal BIO-CERT® PCR QUALITY pack quantity 1000 pcs. | 1000 | 1000 | 0 | 39269097 | 383.9632 | Catálogo web
BRAND | 780713 | Microtube PP, attached screw cap PP 2,0 ml, selfstanding, grad. attached screw cap with silicone seal BIO-CERT® PCR QUALITY pack quantity 1000 pcs. | 1000 | 1000 | 0 | 39269097 | 383.9632 | Catálogo web
BRAND | 780714 | Microtube PP, attached screw cap PP 2,0 ml, round bottom, grad. attached screw cap with silicone seal BIO-CERT® PCR QUALITY pack quantity 1000 pcs. | 1000 | 1000 | 0 | 39269097 | 383.9632 | Catálogo web
BRAND | 780720 | Cap insert, PP, for micro tubes for color coding, white, pack of 500 | 100 | 500 | 0 | 39269097 | 23.0327 | Catálogo web
BRAND | 780721 | Cap insert, PP, for micro tubes for colour coding, blue, pack of 500 | 100 | 500 | 0 | 39269097 | 23.0327 | Catálogo web
BRAND | 780722 | Cap insert, PP, for micro tubes for colour coding, red, pack of 500 | 100 | 500 | 0 | 39269097 | 23.0327 | Catálogo web
BRAND | 780723 | Cap insert, PP, for micro tubes for colour coding, green, pack of 500 | 100 | 500 | 0 | 39269097 | 23.0327 | Catálogo web
BRAND | 780724 | Cap insert, PP, for micro tubes for colour coding, yellow, pack of 500 | 100 | 500 | 0 | 39269097 | 23.0327 | Catálogo web
BRAND | 780730 | Microtube PP, without bulk screw cap 0,5 ml selfstanding ungrad. BIO-CERT® PCR QUALITY pack quantity 1000 pcs. | 1000 | 1000 | 0 | 39269097 | 203.498 | Catálogo web
BRAND | 780731 | Microtube PP, without bulk screw cap 1,5 ml, selfstanding, grad. BIO-CERT® PCR QUALITY pack quantity 1000 pcs. | 1000 | 1000 | 0 | 39269097 | 203.498 | Catálogo web
BRAND | 780732 | Microtube PP, without bulk screw cap 1,5 ml, round bottom, grad. BIO-CERT® PCR QUALITY pack quantity 1000 pcs. | 1000 | 1000 | 0 | 39269097 | 203.498 | Catálogo web
BRAND | 780733 | Microtube ext. thread without cap 2,0 ml, PP, selfstanding, grad. BIO-CERT® PCR QUALITY pack quantity 1000 pcs. | 1000 | 1000 | 0 | 39269097 | 203.498 | Catálogo web
BRAND | 780734 | Microtube ext. thread, without cap 2,0 ml, PP, round bottom, grad. BIO-CERT® PCR QUALITY pack quantity 1000 pcs. | 1000 | 1000 | 0 | 39269097 | 203.498 | Catálogo web
BRAND | 780740 | Screw cap PP, colored, with SI sealing white, BIO-CERT® PCR QUALITY pack of 1000 pcs. | 1000 | 1000 | 0 | 39235090 | 223.6793 | Catálogo web
BRAND | 780741 | Screw cap PP, colored, with SI sealing blue, BIO-CERT® PCR QUALITY pack of 1000 pcs. | 1000 | 1000 | 0 | 39235090 | 223.6793 | Catálogo web
BRAND | 780742 | Screw cap PP, colored, with SI sealing red, BIO-CERT® PCR QUALITY pack of 1000 pcs. | 1000 | 1000 | 0 | 39235090 | 223.6793 | Catálogo web
BRAND | 780743 | Screw cap PP, with SI sealing green, BIO-CERT® PCR QUALITY pack of 1000 pcs. | 1000 | 1000 | 0 | 39235090 | 223.6793 | Catálogo web
BRAND | 780744 | Screw cap PP, colored, with SI sealing yellow, BIO-CERT® PCR QUALITY pack of 1000 pcs. | 1000 | 1000 | 0 | 39235090 | 223.6793 | Catálogo web
BRAND | 780750 | Microtube PP, bulk screw cap PP 0,5 ml, selfstand., sterile, ungrad. screw cap with silicone seal BIO-CERT® PCR QUALITY pack quantity 500 pcs. | 1000 | 500 | 0 | 39269097 | 627.3989 | Catálogo web
BRAND | 780751 | Microtube PP, bulk screw cap PP 1,5 ml, selfstand., sterile, grad. screw cap with silicone seal BIO-CERT® PCR QUALITY pack quantity 500 pcs. | 1000 | 500 | 0 | 39269097 | 627.3989 | Catálogo web
BRAND | 780752 | Microtube PP, bulk screw cap PP 1,5 ml, round bottom, sterile, grad. screw cap with silicone seal BIO-CERT® PCR QUALITY pack quantity 500 pcs. | 1000 | 500 | 0 | 39269097 | 627.3989 | Catálogo web
BRAND | 780753 | Microtube PP, bulk screw cap PP 2,0 ml, selfstand., sterile, grad. screw cap with silicone seal BIO-CERT® PCR QUALITY pack quantity 500 pcs. | 1000 | 500 | 0 | 39269097 | 627.3989 | Catálogo web
BRAND | 780754 | Microtube PP, bulk screw cap PP, 2,0 ml, round bottom, sterile, grad. screw cap with silicone seal, BIO-CERT® PCR QUALITY pack quantity 500 pcs. | 1000 | 500 | 0 | 39269097 | 627.3989 | Catálogo web
BRAND | 780755 | Microtube, PP, tamper-evident srew cap 0,5 ml, selfstanding, sterile, ungrad. BIO-CERT® PCR QUALITY pack quantity 500 pcs. | 1000 | 500 | 0 | 39269097 | 852.7764 | Catálogo web
BRAND | 780756 | Microtube, PP, tamper-evident screw cap 1,5 ml, selfstanding, sterile, graduated BIO-CERT® PCR QUALITY pack quantity 500 pcs. | 1000 | 500 | 0 | 39269097 | 852.7764 | Catálogo web
BRAND | 780757 | Microtube, PP, tamper-evident screw cap 1,5 ml, round bottom, sterile, graduated BIO-CERT® PCR QUALITY pack quantity 500 pcs. | 1000 | 500 | 0 | 39269097 | 852.7764 | Catálogo web
BRAND | 780758 | Microtube, PP, tamper-evident screw cap 2,0 ml, selfstanding, sterile, graduated BIO-CERT® PCR QUALITY pack quantity 500 pcs. | 1000 | 500 | 0 | 39269097 | 852.7764 | Catálogo web
BRAND | 780759 | Microtube, PP, tamper-evident screw cap 2,0 ml, round bottom, sterile, graduated BIO-CERT® PCR QUALITY pack quantity 500 pcs. | 1000 | 500 | 0 | 39269097 | 852.7764 | Catálogo web
BRAND | 780760 | Microtube, PP, without cap 0,5 ml selfstanding ungrad. BIO-CERT® PCR QUALITY pack of 1000 pcs. | 1000 | 1000 | 0 | 39269097 | 192.5557 | Catálogo web
BRAND | 780761 | Microtube, PP, without cap 1,5 ml selfstanding ungrad. BIO-CERT® PCR QUALITY pack of 1000 pcs. | 1000 | 1000 | 0 | 39269097 | 192.5557 | Catálogo web
BRAND | 780762 | Microtube, PP, without cap 1,5 ml round bottom ungrad. BIO-CERT® PCR QUALITY pack of 1000 pcs. | 1000 | 1000 | 0 | 39269097 | 192.5557 | Catálogo web
BRAND | 780763 | Microtube, PP, without cap 2,0 ml selfstanding ungrad. BIO-CERT® PCR QUALITY pack of 1000 pcs. | 1000 | 1000 | 0 | 39269097 | 192.5557 | Catálogo web
BRAND | 780764 | Microtube, PP, without cap 2,0 ml round bottom ungrad. BIO-CERT® PCR QUALITY pack of 1000 pcs. | 1000 | 1000 | 0 | 39269097 | 192.5557 | Catálogo web
BRAND | 780770 | Tamper-evident screw cap Silicone sealing transparent BIO-CERT® PCR QUALITY, pack of 1000 pcs. | 1000 | 1000 | 0 | 39235090 | 479.8303 | Catálogo web
BRAND | 780771 | Tamper-evident screw cap Silicone sealing, blue BIO-CERT® PCR QUALITY, pack of 1000 pcs. | 1000 | 1000 | 0 | 39235090 | 479.8303 | Catálogo web
BRAND | 780772 | Tamper-evident screw cap Silicone sealing, green BIO-CERT® PCR QUALITY, pack of 1000 pcs. | 1000 | 1000 | 0 | 39235090 | 479.8303 | Catálogo web
BRAND | 780773 | Tamper-evident screw cap Silicone sealing, purple BIO-CERT® PCR QUALITY, pack of 1000 pcs. | 1000 | 1000 | 0 | 39235090 | 479.8303 | Catálogo web
BRAND | 780774 | Tamper-evident screw cap Silicone sealing, red BIO-CERT® PCR QUALITY, pack of 1000 pcs. | 1000 | 1000 | 0 | 39235090 | 479.8303 | Catálogo web
BRAND | 780775 | Tamper-evident screw cap Silicone sealing, yellow BIO-CERT® PCR QUALITY, pack of 1000 pcs. | 1000 | 1000 | 0 | 39235090 | 479.8303 | Catálogo web
BRAND | 781029 | Centrifuge tube, PC, round 50 ml dia.35 mm h. 99 mm grad.subd.1 ml rimless, glass clear, RCF max. 5000 | 1 | 10 | 0 | 39269097 | 63.0453 | Catálogo web
BRAND | 781039 | Centrifuge tube, PC, round 100 ml dia.41 mm h.115 mm grad.subd.2 ml rimless, glass clear, RCF max. 5000 | 1 | 10 | 0 | 39269097 | 84.6732 | Catálogo web
BRAND | 781040 | Centrifuge tube, PC, round 100 ml dia.45 mm h. 98 mm grad.subd.2 ml rimless, glass clear, RCF max. 5000 | 1 | 10 | 0 | 39269097 | 80.3336 | Catálogo web
BRAND | 781230 | PCR-Set consists of: 96-well PCR plate, non-skirted Low Profile, clear (781366) + qPCR sealing film (781391) 50 p. PP/PE , BIO-CERT® PCR QUALITY | 1 | 1 | 0 | 39269097 | 363.9453 | Catálogo web
BRAND | 781231 | PCR-Set consists of: PCR plate 96-well, non-skirted Standard, clear (781368) + qPCR sealing film (781391) 50 p. PP/PE, BIO-CERT® PCR QUALITY | 1 | 1 | 0 | 39269097 | 363.9453 | Catálogo web
BRAND | 781232 | PCR-Set consists of: PCR plate 96-well, semi-skirted Low Profile, clear (781371) + qPCR sealing film (781391) 50 p. PP/PE, BIO-CERT® PCR QUALITY | 1 | 1 | 0 | 39269097 | 363.9453 | Catálogo web
BRAND | 781233 | PCR-Set consists of: PCR plate 96-well, semi-skirted, raised Low Profile, clear (781373) + qPCR sealing film (781391) 50 p. PP/PE, BIO-CERT® PCR QUALITY | 1 | 1 | 0 | 39269097 | 363.9453 | Catálogo web
BRAND | 781234 | PCR-Set consists of: PCR plate 96-well, semi-skirted Standard, clear (781375) + qPCR sealing film (781391) 50 p. PP/PE BIO-CERT® PCR QUALITY | 1 | 1 | 0 | 39269097 | 363.9453 | Catálogo web
BRAND | 781260 | PCR Mini cooler, PP 0,2 ml vess. 8/12-strips+96-well PCR pl. | 1 | 2 | 0 | 39269097 | 93.1423 | Catálogo web
BRAND | 781280 | PCR tube strip of 12 thin-walled w/o cap 0,2 ml, colorless, PP, pack of 80 BIO-CERT® PCR QUALITY | 1 | 1 | 90.69 | 39269097 | 234.2482 | Catálogo web
BRAND | 781290 | PCR cap strip of 12 PP domed f.PCR tubes colorl., pack of 80 strips BIO-CERT® PCR QUALITY, 80 pcs./bag | 1 | 1 | 30.75 | 39269097 | 90.4826 | Catálogo web
BRAND | 781300 | PCR-tube individual, PP, with cap 0,2 ml, colourless, attached domed cap BIO-CERT® PCR QUALITY | 1000 | 1000 | 43.14 | 39269097 | 119.8797 | Catálogo web
BRAND | 781301 | PCR-tube, individual, with cap 0,2 ml, rose, attached flat cap BIO-CERT® PCR QUALITY | 1000 | 1000 | 35.25 | 39269097 | 101.6115 | Catálogo web
BRAND | 781302 | PCR-tube, individual, with cap 0,2 ml, yellow, attached flat cap BIO-CERT® PCR QUALITY | 1000 | 1000 | 35.25 | 39269097 | 101.6115 | Catálogo web
BRAND | 781303 | PCR-tube, individual, with cap 0,2 ml, green, attached flat cap BIO-CERT® PCR QUALITY | 1000 | 1000 | 35.25 | 39269097 | 101.6115 | Catálogo web
BRAND | 781304 | PCR-tube, individual, with cap 0,2 ml, blue, attached flat cap BIO-CERT® PCR QUALITY | 1000 | 1000 | 35.25 | 39269097 | 101.6115 | Catálogo web
BRAND | 781305 | PCR-tube, individual, PP, with cap 0,2 ml, colourless, attached flat cap BIO-CERT® PCR QUALITY | 1000 | 1000 | 35.25 | 39269097 | 101.6115 | Catálogo web
BRAND | 781310 | PCR-tube, individual, PP, with cap 0,5 ml, colourless, attached flat cap BIO-CERT® PCR QUALITY | 1000 | 1000 | 32.58 | 39269097 | 94.6122 | Catálogo web
BRAND | 781311 | PCR-tube, individual, with cap 0,5 ml, rose, attached flat cap BIO-CERT® PCR QUALITY | 1000 | 1000 | 32.58 | 39269097 | 94.6122 | Catálogo web
BRAND | 781312 | PCR-tube, individual, with cap 0,5 ml, yellow, attached flat cap BIO-CERT® PCR QUALITY | 1000 | 1000 | 32.58 | 39269097 | 94.6122 | Catálogo web
BRAND | 781313 | PCR-tube, individual, with cap 0,5 ml, green, attached flat cap BIO-CERT® PCR QUALITY | 1000 | 1000 | 32.58 | 39269097 | 94.6122 | Catálogo web
BRAND | 781314 | PCR-tube, individual, with cap 0,5 ml, blue, attached flat cap BIO-CERT® PCR QUALITY | 1000 | 1000 | 32.58 | 39269097 | 94.6122 | Catálogo web
BRAND | 781315 | PCR-tube w.3 connectors strip/8 transp. 0,2 ml att.cap Standard f. qPCR 120 p. PP, BIO-CERT® PCR QUALITY | 1 | 1 | 89.82 | 39269097 | 232.4984 | Catálogo web
BRAND | 781316 | PCR-tube w.3 connectors strip/8 white 0,2 ml att.cap Standard f. qPCR 120 p. PP, BIO-CERT® PCR QUALITY | 1 | 1 | 94.59 | 39269097 | 243.9772 | Catálogo web
BRAND | 781317 | PCR-tube w.3 connectors strip/8 white 0,15 ml att.cap Low Profile qPCR 120 p. PP, BIO-CERT® PCR QUALITY | 1 | 1 | 94.59 | 39269097 | 243.9772 | Catálogo web
BRAND | 781318 | PCR-tube w.3 connectors strip/8 transp. 0,15 ml att.cap Low Profile qPCR 120 p. PP, BIO-CERT® PCR QUALITY | 1 | 1 | 89.82 | 39269097 | 232.4984 | Catálogo web
BRAND | 781320 | PCR-tube strip of 8 thin-walled w/o cap 0,2 ml, colorless, pack of 125 BIO-CERT® PCR QUALITY | 1 | 1 | 56.94 | 39269097 | 153.4063 | Catálogo web
BRAND | 781321 | PCR-tube strip of 8 thin-walled w/o cap 0,2 ml, rose, PP, 125 pcs. BIO-CERT® PCR QUALITY, 125 pcs./bag | 1 | 1 | 56.94 | 39269097 | 153.4063 | Catálogo web
BRAND | 781322 | PCR-tube strip of 8 thin-walled w/o cap 0,2 ml, yellow, PP, pack of 125 BIO-CERT® PCR QUALITY, 125 pcs./bag | 1 | 1 | 56.94 | 39269097 | 153.4063 | Catálogo web
BRAND | 781323 | PCR-tube strip of 8 thin-walled w/o cap 0,2 ml, green, PP, pack of 125 BIO-CERT® PCR QUALITY, 125 pcs./bag | 1 | 1 | 56.94 | 39269097 | 153.4063 | Catálogo web
BRAND | 781324 | PCR-tube strip of 8 thin-walled w/o cap 0,2 ml, blue, pack of 125 BIO-CERT® PCR QUALITY, 125 pcs./bag | 1 | 1 | 56.94 | 39269097 | 153.4063 | Catálogo web
BRAND | 781325 | PCR-tube, strip of 8, without cap 0,2 ml, white, for qPCR, pack of 125 BIO-CERT® PCR QUALITY, 125 pcs./bag | 1 | 1 | 65.52 | 39269097 | 173.8443 | Catálogo web
BRAND | 781326 | PCR-tubes and caps, strip of 8 colorless flat cap for qPCR, 250 tubes + 250 caps PP, BIO-CERT® PCR QUALITY | 1 | 1 | 145.08 | 39269097 | 365.4151 | Catálogo web
BRAND | 781327 | PCR-tubes and caps, strip of 8 colorless domed cap, 250 tubes + 250 caps PP, BIO-CERT® PCR QUALITY | 1 | 1 | 136.26 | 39269097 | 344.1372 | Catálogo web
BRAND | 781330 | PCR-tube strip/8 PP thin-walled att.caps 0,2 ml, colorless, pack of 125 pcs. BIO-CERT® PCR QUALITY, 125 pcs./bag | 1 | 1 | 84.54 | 39269097 | 219.9697 | Catálogo web
BRAND | 781332 | PCR-tube strips of 8 PP att.single caps 0,2 ml Real-Time PCR pack of 120 strips DNase-/RNase-, DNA-free BIO-CERT® PCR QUALITY, 120 pcs./bag | 1 | 1 | 93.48 | 39269097 | 241.0375 | Catálogo web
BRAND | 781333 | PCR-tube strips of 8 PP att.single caps 0,15 ml Low Profile for qPCR 120 strips BIO-CERT® PCR QUALITY, 120 pcs./bag | 1 | 1 | 93.48 | 39269097 | 241.0375 | Catálogo web
BRAND | 781334 | PCR caps strip of 8 PP flat f. PCR-tubes clear, for qPCR, pack of 125 BIO-CERT® PCR QUALITY, 125 pcs./bag | 1 | 1 | 0 | 39269097 | 74.1042 | Catálogo web
BRAND | 781340 | PCR caps strip of 8 PP domed f.PCR-tubes colourless, pack of 125 BIO-CERT® PCR QUALITY, 125 pcs./bag | 1 | 1 | 19.05 | 39269097 | 62.4154 | Catálogo web
BRAND | 781341 | PCR caps strip of 8 PP domed f.PCR-tubes rose, pack of 125 BIO-CERT® PCR QUALITY, 125 pcs./bag | 1 | 1 | 19.05 | 39269097 | 62.4154 | Catálogo web
BRAND | 781342 | PCR caps strip of 8 PP domed f.PCR-tubes yellow, pack of 125 BIO-CERT® PCR QUALITY, 125 pcs./bag | 1 | 1 | 19.05 | 39269097 | 62.4154 | Catálogo web
BRAND | 781343 | PCR caps strip of 8 PP domed f.PCR-tubes green, pack of 125 BIO-CERT® PCR QUALITY, 125 pcs./bag | 1 | 1 | 19.05 | 39269097 | 62.4154 | Catálogo web
BRAND | 781344 | PCR caps strip of 8 PP domed f.PCR-tubes blue, pack of 125 BIO-CERT® PCR QUALITY, 125 pcs./bag | 1 | 1 | 19.05 | 39269097 | 62.4154 | Catálogo web
BRAND | 781345 | 384-well PCR plate, clear 0,03 ml full skirt, elev. wells, 50 pcs. PP, BIO-CERT® PCR QUALITY | 1 | 1 | 209.82 | 39269097 | 520.9396 | Catálogo web
BRAND | 781346 | 384-well PCR plate, colorless 0,03 ml full skirt el.wells f.qPCR 50 pc PP, BIO-CERT® PCR QUALITY | 1 | 1 | 0 | 39269097 | 539.8377 | Catálogo web
BRAND | 781350 | 96-well PCR plate, colorless non-skirted, elev.wells, f. qPCR, 50 p. PP, BIO-CERT® PCR QUALITY | 1 | 1 | 115.23 | 39269097 | 293.4623 | Catálogo web
BRAND | 781354 | 96-well PCR plate, white, for qPCR non-skirted, elev.wells, 50 pcs. PP, BIO-CERT® PCR QUALITY | 1 | 1 | 131.07 | 39269097 | 331.9585 | Catálogo web
BRAND | 781357 | 96-well PCR plate, white, for qPCR half skirt, elev. wells, 50 pcs. PP, BIO-CERT® PCR QUALITY | 1 | 1 | 131.07 | 39269097 | 331.9585 | Catálogo web
BRAND | 781358 | 384-well PCR plate, white, for qPCR 0,03 ml full skirt f.LightCycler 50 pcs. PP, BIO-CERT® PCR QUALITY | 1 | 1 | 220.8 | 39269097 | 547.4669 | Catálogo web
BRAND | 781362 | PCR Box/Rack, for storing 0,2 ml vessels PP, sorted by color, 5 racks/carton | 1 | 1 | 0 | 39269097 | 85.0931 | Catálogo web
BRAND | 781364 | 96-well PCR plate, white, for qPCR Low Profile f.LightCycler 50 pc. PP, BIO-CERT® PCR QUALITY | 1 | 1 | 0 | 39269097 | 383.4733 | Catálogo web
BRAND | 781365 | PCR-Set consists of: 96-well PCR plate white LP f.LightCycler 0,15 ml + qPCR sealing film (781391)50 pc PP/PE BIO-CERT® PCR QUALITY | 1 | 1 | 0 | 39269097 | 506.101 | Catálogo web
BRAND | 781366 | PCR plate, 96-well, non-skirted Low Profile, clear, 50 pcs. PP, BIO-CERT® PCR QUALITY | 1 | 1 | 0 | 39269097 | 277.4339 | Catálogo web
BRAND | 781367 | PCR plate, 96-well, non-skirted Low Profile, white, 50 pcs. PP, BIO-CERT® PCR QUALITY | 1 | 1 | 0 | 39269097 | 313.4103 | Catálogo web
BRAND | 781368 | PCR plate, 96-well, non-skirted Standard, clear, 50 pcs. PP, BIO-CERT® PCR QUALITY | 1 | 1 | 0 | 39269097 | 277.4339 | Catálogo web
BRAND | 781369 | PCR plate, 96-well, non-skirted Standard, white, 50 pcs. PP, BIO-CERT® PCR QUALITY | 1 | 1 | 0 | 39269097 | 313.4103 | Catálogo web
BRAND | 781371 | PCR plate, 96-well, semi-skirted Low Profile, clear, 50 pcs. PP, BIO-CERT® PCR QUALITY | 1 | 1 | 0 | 39269097 | 277.4339 | Catálogo web
BRAND | 781372 | PCR plate, 96-well, semi-skirted Low Profile, white, 50 pcs. PP, BIO-CERT® PCR QUALITY | 1 | 1 | 0 | 39269097 | 313.4103 | Catálogo web
BRAND | 781373 | PCR plate, 96-well, semi-skirted Low Profile, raised skirt, clear 50 pcs. PP, BIO-CERT® PCR QUALITY | 1 | 1 | 0 | 39269097 | 277.4339 | Catálogo web
BRAND | 781374 | PCR plate, 96-well, semi-skirted Low Profile, raised skirt, white 50 pcs. PP, BIO-CERT® PCR QUALITY | 1 | 1 | 0 | 39269097 | 313.4103 | Catálogo web
BRAND | 781375 | PCR plate, 96-well, semi-skirted Standard, clear, 50 pcs. PP, BIO-CERT® PCR QUALITY | 1 | 1 | 0 | 39269097 | 277.4339 | Catálogo web
BRAND | 781376 | PCR plate, 96-well, semi-skirted Standard, white, 50 pcs. PP, BIO-CERT® PCR QUALITY | 1 | 1 | 0 | 39269097 | 313.4103 | Catálogo web
BRAND | 781377 | PCR plate, 96-well, skirted Low Profile, clear, 50 pcs. PP, BIO-CERT® PCR QUALITY | 1 | 1 | 0 | 39269097 | 458.2958 | Catálogo web
BRAND | 781378 | PCR plate, 96-well, skirted Low Profile, white, 50 pcs. PP, BIO-CERT® PCR QUALITY | 1 | 1 | 0 | 39269097 | 467.3949 | Catálogo web
BRAND | 781381 | Sealing film for plates aluminum, self-adhesive, 100 sheets/bag DNA-, RNase- and D-Nase-free | 1 | 1 | 0 | 76072099 | 217.0999 | Catálogo web
BRAND | 781382 | Foil strips for PCR strips and plates Aluminum self-adhesive 6 str./sh. 50 sh. DNase und RNase free | 1 | 1 | 0 | 76072099 | 102.5914 | Catálogo web
BRAND | 781383 | Film strips for PCR strips and plates PE self-adhesive 8 str./sh. 50 sheets | 1 | 1 | 0 | 39199080 | 132.8284 | Catálogo web
BRAND | 781390 | Sealing film for plates PE, self-adhesive, 100 sheets/bag DNA-, RNase and DNase-free | 1 | 1 | 0 | 39199080 | 206.951 | Catálogo web
BRAND | 781391 | Sealing film for plates, self-adhesive high-trsp.pressure-sens.RT-PCR 100 sh. DNA-, RNase- and DNase-free | 1 | 1 | 0 | 39199080 | 292.2024 | Catálogo web
BRAND | 781400 | 96-well PCR plate, thin-walled half skirt, elev.wells, 50 pcs. PP, colorless, RealTime-PCR compatible BIO-CERT® PCR QUALITY | 1 | 1 | 0 | 39269097 | 293.4623 | Catálogo web
BRAND | 781411 | 24-well PCR plate, thin-walled 0,2 ml, no skirt elev.wells f.qPCR 40 p. PP, colorless, BIO-CERT® PCR QUALITY | 1 | 1 | 0 | 39269097 | 117.8499 | Catálogo web
BRAND | 781412 | 24-well PCR plate, thin-walled 0,2 ml, no skirt el.wells f.qPCR 40 pcs. PP, white, BIO-CERT® PCR QUALITY | 1 | 1 | 0 | 39269097 | 133.0383 | Catálogo web
BRAND | 781415 | 48-well PCR plate, thin-walled 0,2 ml, no skirt elev.wells f.qPCR 20 p. colorless, PP, BIO-CERT® PCR QUALITY | 1 | 1 | 0 | 39269097 | 115.3301 | Catálogo web
BRAND | 781416 | 48-well PCR plate, thin-walled 0,2 ml, no skirt el.wells f.qPCR 20 pcs. white, PP, BIO-CERT® PCR QUALITY | 1 | 1 | 0 | 39269097 | 130.0986 | Catálogo web
BRAND | 781419 | Cap Tool for attaching and detaching caps on PCR plates, PA | 1 | 1 | 0 | 39269097 | 84.1132 | Catálogo web
BRAND | 781500 | Tube, 1,2 ml, rack packed, PP Rack w.96 indiv.tubes 10 un. alphanumeric identification system, autoclavable, tube outer dia. 8,8 mm, h. 45 mm, BIO-CERT® CERTIFIED QUALITY | 1 | 1 | 0 | 39269097 | 144.3305 | Catálogo web
BRAND | 781510 | Tube, 1,2 ml, rack packed, PP Rack w.12 strips/8 tubes, 10 pc. alphanumeric identification system, autoclavable, tube outer dia. 8,8 mm h. 45 mm, BIO-CERT® CERTIFIED QUALITY | 1 | 1 | 0 | 39269097 | 143.7006 | Catálogo web
BRAND | 781520 | Tube, 1,2 ml, bulk, PP individual tubes, 960 pcs. autoclavable, tube outer dia. 8,8 mm, h. 45 mm, BIO-CERT® CERTIFIED QUALITY | 1 | 1 | 0 | 39269097 | 95.6621 | Catálogo web
BRAND | 781525 | Tubes, 1,2 ml, bulk, PP 8 strip tubes, 120 pcs. alphanumeric identification system, autoclavable, tube outer dia. 8,8 mm, h. 45 mm, BIO-CERT® CERTIFIED QUALITY | 1 | 1 | 0 | 39269097 | 95.6621 | Catálogo web
BRAND | 781530 | Cap PE, for tubes 1,2 ml, PP individual, 960 pcs. BIO-CERT® CERTIFIED QUALITY | 1 | 1 | 0 | 39269097 | 92.4191 | Catálogo web
BRAND | 781535 | Cap PE, for tubes 1,2 ml, PP 8 strip caps, 120 pcs. BIO-CERT® CERTIFIED QUALITY | 1 | 1 | 0 | 39235010 | 57.8659 | Catálogo web
BRAND | 781540 | Rack with grid (empty) f.tubes 1,2 ml, rack packed, PP, 10 pcs. BIO-CERT® CERTIFIED QUALITY | 1 | 1 | 0 | 39269097 | 92.4191 | Catálogo web
BRAND | 781565 | 96 Tube rack, PP, with lid 0,65 ml filled with coded tubes 10x5 pcs | 1 | 1 | 0 | 39269097 | 961.6855 | Catálogo web
BRAND | 781566 | 96 Tube rack, PP, with lid 1,2 ml filled with coded tubes 10x5 pcs | 1 | 1 | 0 | 39269097 | 961.6855 | Catálogo web
BRAND | 781600 | Microplate, pureGrade, 96-well, PS standard, transparent, 'U'bottom, 330 µl BIO-CERT® CERTIFIED QUALITY 20 stacks of 5 plates Packing unit: 100 pcs | 1 | 1 | 60.24 | 39269097 | 164.5352 | Catálogo web
BRAND | 781601 | Microplate, pureGrade, 96-well, PS standard transparent, 'V'bottom, 360 µl BIO-CERT® CERTIFIED QUALITY 20 stacks of 5 plates Packing unit: 100 pcs | 1 | 1 | 60.24 | 39269097 | 164.5352 | Catálogo web
BRAND | 781602 | Microplate, pureGrade, 96-well, PS standard, transparent, 'F'bottom, 350 µl BIO-CERT® CERTIFIED QUALITY 20 stacks of 5 plates Packing unit: 100 pcs | 1 | 1 | 60.24 | 39269097 | 164.5352 | Catálogo web
BRAND | 781603 | Microplate, pureGrade, 96-well, PS standard, transparent, 'C'bottom, 350 µl BIO-CERT® CERTIFIED QUALITY 20 stacks of 5 plates Packing unit: 100 pcs | 1 | 1 | 60.24 | 39269097 | 164.5352 | Catálogo web
BRAND | 781604 | Microplate, pureGrade, 96-well, PS standard, white, 'U'bottom, 330 µl BIO-CERT® CERTIFIED QUALITY 20 stacks of 5 plates Packing unit: 100 pcs | 1 | 1 | 161.52 | 39269097 | 413.3603 | Catálogo web
BRAND | 781605 | Microplate, pureGrade, 96-well, PS standard, white,'F'bottom, 350 µl BIO-CERT® CERTIFIED QUALITY 20 stacks of 5 plates Packing unit: 100 pcs | 1 | 1 | 161.52 | 39269097 | 413.3603 | Catálogo web
BRAND | 781607 | Microplate, pureGrade, 96-well, PS standard, black, 'U'bottom, 330 µl BIO-CERT® CERTIFIED QUALITY 20 stacks of 5 plates Packing unit: 100 pcs | 1 | 1 | 161.52 | 39269097 | 413.3603 | Catálogo web
BRAND | 781608 | Microplate, pureGrade, 96-well, PS standard, black, 'F'bottom, 350 µl BIO-CERT® CERTIFIED QUALITY 20 stacks of 5 plates Packing unit: 100 pcs | 1 | 1 | 161.52 | 39269097 | 413.3603 | Catálogo web
BRAND | 781610 | Microplate, pureGrade, 96-well, PS white, 'F'bottom transparent, 330 µl BIO-CERT® CERTIFIED QUALITY packed in bags of 25, without lid Packing unit: 100 pcs. | 1 | 1 | 430.74 | 39269097 | 1074.2342 | Catálogo web
BRAND | 781611 | Microplate, pureGrade, 96-well, PS black, F'bottom transparent, 330 µl BIO-CERT® CERTIFIED QUALITY packed in bags of 25, without lid Packing unit: 100 pcs. | 1 | 1 | 430.74 | 39269097 | 1074.2342 | Catálogo web
BRAND | 781614 | Microplate, pureGrade, 96-well, PS transp., F-bottom UV transparent, 350 µl BIO-CERT® CERTIFIED QUALITY 5 bags à 10 plates, without lid Packing unit: 50 pcs. | 1 | 1 | 403.38 | 39269097 | 1006.9709 | Catálogo web
BRAND | 781615 | Microplate, pureGrade, 96-well, PS black, F-bottom UV transparent, 350 µl BIO-CERT® CERTIFIED QUALITY 5 bags à 10 plates, without lid Packing unit: 50 pcs. - not availabe in the USA - | 1 | 1 | 443.73 | 39269097 | 1105.941 | Catálogo web
BRAND | 781620 | Microplate, pureGrade, 384-well, PS standard, transparent,'F'bottom, 100 µl BIO-CERT® CERTIFIED QUALITY packed in bag of 10, without lid Packing unit: 50 pcs | 1 | 1 | 100.5 | 39269097 | 263.3653 | Catálogo web
BRAND | 781621 | Microplate, pureGrade, 384-well, PS standard, white,'F'bottom, 100 µl BIO-CERT® CERTIFIED QUALITY packed in bag of 10, without lid Packing unit: 50 pcs | 1 | 1 | 105.51 | 39269097 | 275.5441 | Catálogo web
BRAND | 781622 | Microplate, pureGrade, 384-well, PS standard, black,'F'bottom, 100 µl BIO-CERT® CERTIFIED QUALITY packed in bag of 10, without lid Packing unit: 50 pcs | 1 | 1 | 105.51 | 39269097 | 275.5441 | Catálogo web
BRAND | 781626 | Microplate, pureGrade, 384-well, PS white, 'F'bottom transparent, 120 µl BIO-CERT® CERTIFIED QUALITY packed in bags of 25, without lid Packing unit: 50 pcs. | 1 | 1 | 316.14 | 39269097 | 792.8624 | Catálogo web
BRAND | 781627 | Microplate, pureGrade, 384-well, PS black, 'F'bottom transparent, 120 µl BIO-CERT® CERTIFIED QUALITY packed in bags of 25, without lid Packing unit: 50 pcs. | 1 | 1 | 316.14 | 39269097 | 792.8624 | Catálogo web
BRAND | 781640 | Microplate, pureGrade, 1536-well, PS standard, transparent,'F'bottom, 10 µl BIO-CERT® CERTIFIED QUALITY packed in bag of 10, without lid Packing unit: 50 pcs | 1 | 1 | 484.11 | 39269097 | 1205.6111 | Catálogo web
BRAND | 781641 | Microplate, pureGrade, 1536-well, PS standard, white,'F'bottom, 10 µl BIO-CERT® CERTIFIED QUALITY packed in bag of 10, without lid Packing unit: 50 pcs | 1 | 1 | 510.27 | 39269097 | 1269.6547 | Catálogo web
BRAND | 781642 | Microplate, pureGrade, 1536-well, PS standard, black,'F'bottom, 10 µl BIO-CERT® CERTIFIED QUALITY packed in bag of 10, without lid Packing unit: 50 pcs | 1 | 1 | 510.27 | 39269097 | 1269.6547 | Catálogo web
BRAND | 781660 | Microplate, pureGrade S, 96-well, PS sterile, standard, transp., 'U'bottom 330 µl, BIO-CERT® CELL CULTURE QUALITY packed in bags of 1, with lid Packing unit: 50 pcs | 1 | 1 | 76.98 | 39269097 | 205.6211 | Catálogo web
BRAND | 781661 | Microplate, pureGrade S, 96-well, PS sterile, standard, transp., 'V'bottom 360 µl, BIO-CERT® CELL CULTURE QUALITY packed in bags of 1, with lid Packing unit: 50 pcs | 1 | 1 | 76.98 | 39269097 | 205.6211 | Catálogo web
BRAND | 781662 | Microplate, pureGrade S, 96-well, PS sterile, standard, transp., 'F'bottom 350 µl, BIO-CERT® CELL CULTURE QUALITY packed in bags of 1, with lid Packing unit: 50 pcs | 1 | 1 | 76.98 | 39269097 | 205.6211 | Catálogo web
BRAND | 781663 | Microplate, pureGrade S, 96-well, PS sterile, standard transp., 'C'bottom 350 µl, BIO-CERT® CELL CULTURE QUALITY packed in bag of 1, with lid Packing unit: 50 pcs | 1 | 1 | 76.98 | 39269097 | 205.6211 | Catálogo web
BRAND | 781665 | Microplate, pureGrade S, 96-well, PS sterile, standard, white, 'F'bottom 350 µl, BIO-CERT® CELL CULTURE QUALITY packed in bag of 1, with lid Packing unit: 50 pcs. | 1 | 1 | 138.21 | 39269097 | 356.106 | Catálogo web
BRAND | 781668 | Microplate, pureGrade S, 96-well, PS sterile, standard, black, 'F'bottom 350 µl, BIO-CERT® CELL CULTURE QUALITY packed in bag of 1, with lid Packing unit: 50 pcs | 1 | 1 | 138.21 | 39269097 | 356.106 | Catálogo web
BRAND | 781670 | Microplate, pureGrade S, 96-well, PS sterile, transp.bottom, white, 'F'bottom 330 µl, BIO-CERT® CELL CULTURE QUALITY packed in bag of 1, with lid Packing unit: 50 pcs. | 1 | 1 | 367.59 | 39269097 | 919.3397 | Catálogo web
BRAND | 781671 | Microplate, pureGrade S, 96-well, PS sterile, transp.bottom, black, 'F'bottom 330 µl, BIO-CERT® CELL CULTURE QUALITY packed in bag of 1, with lid Packing unit: 50 pcs. | 1 | 1 | 367.59 | 39269097 | 919.3397 | Catálogo web
BRAND | 781680 | Microplate, pureGrade S, 384-well, PS sterile, standard, transp.,'F'bottom 100 µl, BIO-CERT® CELL CULTURE QUALITY packed in bag of 1, with lid Packing unit: 50 pcs | 1 | 1 | 151.26 | 39269097 | 388.0228 | Catálogo web
BRAND | 781681 | Microplate, pureGrade S, 384-well, PS sterile, standard, white,'F'bottom 100 µl, BIO-CERT® CELL CULTURE QUALITY packed in bags of 1, with lid Packing unit: 50 pcs | 1 | 1 | 157.77 | 39269097 | 404.2612 | Catálogo web
BRAND | 781682 | Microplate, pureGrade S, 384-well, PS sterile, standard, black,'F'bottom 100 µl, BIO-CERT® CELL CULTURE QUALITY packed in bags of 1, with lid Packing unit: 50 pcs | 1 | 1 | 157.77 | 39269097 | 404.2612 | Catálogo web
BRAND | 781686 | Microplate, pureGrade S, 384-well, PS sterile, white, 'F'bottom transparent 120 µl, BIO-CERT® CELL CULTURE QUALITY packed in bags of 1, with lid Packing unit: 50 pcs | 1 | 1 | 473.76 | 39269097 | 1180.1336 | Catálogo web
BRAND | 781687 | Microplate, pureGrade S, 384-well, PS sterile, black, 'F'bottom transp. 120 µl, BIO-CERT® CELL CULTURE QUALITY packed in bags of 1, with lid Packing unit: 50 pcs | 1 | 1 | 473.76 | 39269097 | 1180.1336 | Catálogo web
BRAND | 781720 | Microplate, immunoGrade, 96-well, PS standard, transparent,'U'bottom 330 µl BIO-CERT® CERTIFIED QUALITY packed in bags of 5, without lid Packing unit: 100 pcs | 1 | 1 | 98.19 | 39269097 | 257.7659 | Catálogo web
BRAND | 781721 | Microplate, immunoGrade, 96-well, PS standard transparent,'V'bottom, 360 µl BIO-CERT® CERTIFIED QUALITY verpackt 5 St. pro Beutel, ohne Deckel VE=100 | 1 | 1 | 98.19 | 39269097 | 257.7659 | Catálogo web
BRAND | 781722 | Microplate, immunoGrade, 96-well, PS standard, transparent,'F'bottom, 350 µl BIO-CERT® CERTIFIED QUALITY packed in bags of 5, without lid Packing unit: 100 pcs | 1 | 1 | 98.19 | 39269097 | 257.7659 | Catálogo web
BRAND | 781724 | Microplate, immunoGrade, 96-well, PS standard, white,'U'bottom, 330 µl BIO-CERT® CERTIFIED QUALITY packed in bags of 5, without lid Packing unit: 100 pcs | 1 | 1 | 194.55 | 39269097 | 494.2022 | Catálogo web
BRAND | 781731 | Microplate, immunoGrade, 96-well, PS black,'F'bottom transparent, 330 µl BIO-CERT® CERTIFIED QUALITY packed in bags of 5, without lid Packing unit: 100 pcs. | 1 | 1 | 473.76 | 39269097 | 1180.1336 | Catálogo web
BRAND | 781732 | Microplate, immunoGrade, 96-well, PS black,'F'bottom transparent, 330 µl BIO-CERT® CERTIFIED QUALITY bag of 5 pcs, with lid Packing untit: 5 pcs. | 1 | 1 | 0 | 39269097 | 139.3377 | Catálogo web
BRAND | 781740 | Microplate, immunoGrade, 384-well, PS standard, transparent,'F'bottom, 100 µl BIO-CERT® CERTIFIED QUALITY packed in bag of 5, without lid Packing unit: 50 pcs | 1 | 1 | 161.01 | 39269097 | 412.1704 | Catálogo web
BRAND | 781741 | Microplate, immunoGrade, 384-well, PS standard, white,'F'bottom, 100 µl BIO-CERT® CERTIFIED QUALITY packed in bag of 5, without lid Packing unit: 50 pcs | 1 | 1 | 169.14 | 39269097 | 432.3284 | Catálogo web
BRAND | 781742 | Microplate, immunoGrade, 384-well, PS standard, black,'F'bottom, 100 µl BIO-CERT® CERTIFIED QUALITY packed in bag of 5, without lid Packing unit: 50 pcs | 1 | 1 | 169.14 | 39269097 | 432.3284 | Catálogo web
BRAND | 781780 | Microplate, hydroGrade, 96-well, PS standard, transparent,'U'bottom, 330 µl BIO-CERT® CERTIFIED QUALITY packed in bags of 5, without lid Packing unit: 100 pcs | 1 | 1 | 117.78 | 39269097 | 305.9211 | Catálogo web
BRAND | 781782 | Microplate, hydroGrade, 96-well, PS standard, transparent,'F'bottom, 350 µl BIO-CERT® CERTIFIED QUALITY packed in bags of 5, without lid Packing unit: 100 pcs | 1 | 1 | 117.78 | 39269097 | 305.9211 | Catálogo web
BRAND | 781840 | Microplate, lipoGrade, 96-well, PS standard, transparent,'U'bottom, 330 µl BIO-CERT® CERTIFIED QUALITY packed in bags of 5, without lid Packing unit: 100 pcs | 1 | 1 | 165.15 | 39269097 | 422.1794 | Catálogo web
BRAND | 781842 | Microplate, lipoGrade, 96-well, PS standard, transparent,'F'bottom, 350 µl BIO-CERT® CERTIFIED QUALITY packed in bags of 5, without lid Packing unit: 100 pcs | 1 | 1 | 165.15 | 39269097 | 422.1794 | Catálogo web
BRAND | 781900 | Microplate, inertGrade, 96-well, PS sterile, standard, transp.,'U'bottom 330 µl, BIO-CERT® CELL CULTURE QUALITY packed in bags of 1, with lid Packing unit: 40 pcs | 1 | 1 | 285.51 | 39269097 | 716.01 | Catálogo web
BRAND | 781902 | Microplate, inertGrade, 96-well, PS sterile, standard, transp.,'F'bottom 350 µl, BIO-CERT® CELL CULTURE QUALITY packed in bags of 1, with lid Packing unit: 40 pcs | 1 | 1 | 285.51 | 39269097 | 716.01 | Catálogo web
BRAND | 781910 | Microplate, inertGrade, 96-well, PS sterile, white,'F'bottom transparent 330 µl BIO-CERT® CELL CULTURE QUALITY packed in bags of 1, with lid Packing unit: 40 pcs | 1 | 1 | 598.89 | 39269097 | 1483.6933 | Catálogo web
BRAND | 781911 | Microplate, inertGrade, 96-well, PS sterile, black,'F'bottom transparent 330 µl, BIO-CERT® CELL CULTURE QUALITY packed in bags of 1, with lid Packing unit: 40 pcs | 1 | 1 | 598.89 | 39269097 | 1483.6933 | Catálogo web
BRAND | 781912 | Microplate, inertGrade, 96-well, PS sterile, white,'F'bottom transparent 330 µl, BIO-CERT® CELL CULTURE QUALITY Packing unit: 5 pcs with lids | 1 | 1 | 0 | 39269097 | 205.9011 | Catálogo web
BRAND | 781913 | Microplate, inertGrade, 96-well, PS sterile, black,'F'bottom transparent 330 µl, BIO-CERT® CELL CULTURE QUALITY Packing unit: 5 pcs with lids | 1 | 1 | 0 | 39269097 | 205.9011 | Catálogo web
BRAND | 781960 | Microplate, cellGrade, 96-well, PS sterile, standard, transp.,'U'bottom 330 µl, BIO-CERT® CELL CULTURE QUALITY packed in bag of 1, with lid Packing unit: 50 pcs | 1 | 1 | 86.43 | 39269097 | 228.7188 | Catálogo web
BRAND | 781961 | Microplate, cellGrade, 96-well, PS sterile, standard, transp.,'V'bottom 330 µl BIO-CERT® CELL CULTURE QUALITY packed in bag of 1, with lid Packing unit: 50 pcs | 1 | 1 | 86.43 | 39269097 | 228.7188 | Catálogo web
BRAND | 781962 | Microplate, cellGrade, 96-well, PS sterile, standard, transp.,'F'bottom 350 µl, BIO-CERT® CELL CULTURE QUALITY packed in bag of 1, with lid Packing unit: 50 pcs | 1 | 1 | 86.43 | 39269097 | 228.7188 | Catálogo web
BRAND | 781965 | Microplate, cellGrade, 96-well, PS sterile, standard, white, 'F'bottom 350 µl, BIO-CERT® CELL CULTURE QUALITY packed in bag of 1, with lid Packing unit: 50 pcs | 1 | 1 | 155.4 | 39269097 | 397.8219 | Catálogo web
BRAND | 781968 | Microplate, cellGrade, 96-well, PS sterile, standard, black,'F'bottom 350 µl, BIO-CERT® CELL CULTURE QUALITY packed in bag of 1, with lid Packing unit: 50 pcs | 1 | 1 | 155.4 | 39269097 | 397.8219 | Catálogo web
BRAND | 781970 | Microplate, cellGrade, 96-well, PS sterile, white,'F'bottom transparent 330 µl, BIO-CERT® CELL CULTURE QUALITY packed in bag of 1, with lid Packing unit: 50 pcs | 1 | 1 | 379.92 | 39269097 | 949.4367 | Catálogo web
BRAND | 781971 | Microplate, cellGrade, 96-well, PS sterile, black,'F'bottom transparent 330 µl, BIO-CERT® CELL CULTURE QUALITY packed in bag of 1, with lid Packing unit: 50 pcs | 1 | 1 | 379.92 | 39269097 | 949.4367 | Catálogo web
BRAND | 781974 | Microplate, cellGrade, 96-well, PS sterile, white,'F'bottom transparent 330 µl, BIO-CERT® CELL CULTURE QUALITY 5 pcs. with lids | 1 | 1 | 0 | 39269097 | 113.0203 | Catálogo web
BRAND | 781975 | Microplate, cellGrade, 96-well, PS sterile, black,'F'bottom transp. 330 µl, BIO-CERT® CELL CULTURE QUALITY 5 pcs. with lids | 1 | 1 | 0 | 39269097 | 113.0203 | Catálogo web
BRAND | 781980 | Microplate, cellGrade, 384-well, PS sterile, standard, trans.,'F'bottom 100 µl, BIO-CERT® CELL CULTURE QUALITY packed in bag of 1, with lid Packing unit: 50 pcs | 1 | 1 | 241.89 | 39269097 | 610.6006 | Catálogo web
BRAND | 781981 | Microplate, cellGrade, 384-well, PS sterile, standard, white,'F'bottom 100 µl, BIO-CERT® CELL CULTURE QUALITY packed in bag of 1, with lid Packing unit: 50 pcs | 1 | 1 | 253.32 | 39269097 | 638.5978 | Catálogo web
BRAND | 781982 | Microplate, cellGrade, 384-well, PS sterile, standard, black,'F'bottom 100 µl, BIO-CERT® CELL CULTURE QUALITY packed in bag of 1, with lid Packing unit: 50 pcs | 1 | 1 | 253.32 | 39269097 | 638.5978 | Catálogo web
BRAND | 781986 | Microplate, cellGrade, 384-well, PS sterile, white,'F'bottom transp. 120 µl, BIO-CERT® CELL CULTURE QUALITY packed in bag of 1, with lid Packing unit: 50 pcs | 1 | 1 | 489.27 | 39269097 | 1217.9298 | Catálogo web
BRAND | 781987 | Microplate, cellGrade, 384-well, PS sterile, black, 'F'bottom transp. 120 µl, BIO-CERT® CELL CULTURE QUALITY packed in bag of 1, with lid Packing unit: 50 pcs | 1 | 1 | 489.27 | 39269097 | 1217.9298 | Catálogo web
BRAND | 781988 | Microplate, cellGrade, 384-well, PS sterile, white,'F'bottom transparent 120 µl, BIO-CERT® CELL CULTURE QUALITY 5 pcs. with lids | 1 | 1 | 0 | 39269097 | 140.7376 | Catálogo web
BRAND | 781989 | Microplate, cellGrade, 384-well, PS sterile, black,'F'bottom transparent 120 µl, BIO-CERT® CELL CULTURE QUALITY 5 pcs. with lids | 1 | 1 | 0 | 39269097 | 140.7376 | Catálogo web
BRAND | 782022 | Microplate, cellGrade+, 96-well, PS sterile, standard, transp.,'F'bottom 350 µl, BIO-CERT® CELL CULTURE QUALITY packed in bag of 1, with lid Packing unit: 50 pcs | 1 | 1 | 91.74 | 39269097 | 241.7375 | Catálogo web
BRAND | 782030 | Microplate, cellGrade+, 96-well, PS sterile, white,'F'bottom transparent 330 µl, BIO-CERT® CELL CULTURE QUALITY packed in bag of 1, with lid Packing unit: 50 pcs | 1 | 1 | 396.24 | 39269097 | 989.8227 | Catálogo web
BRAND | 782031 | Microplate, cellGrade+, 96-well, PS sterile, black,'F'bottom transparent 330 µl, BIO-CERT® CELL CULTURE QUALITY packed in bag of 1, with lid Packing unit: 50 pcs | 1 | 1 | 400.26 | 39269097 | 999.6217 | Catálogo web
BRAND | 782034 | Microplate, cellGrade+, 96-well, PS sterile, white,'F'bottom transparent 330 µl, BIO-CERT® CELL CULTURE QUALITY 5 pcs. with lids | 1 | 1 | 0 | 39269097 | 118.1298 | Catálogo web
BRAND | 782035 | Microplate, cellGrade+, 96-well, PS sterile, black,'F'bottom transparent 330 µl, BIO-CERT® CELL CULTURE QUALITY 5 pcs. with lids | 1 | 1 | 0 | 39269097 | 118.1298 | Catálogo web
BRAND | 782082 | Microplate, cellGrade prem, 96-well, PS sterile, standard, transp.,'F'bottom 350 µl, BIO-CERT® CELL CULTURE QUALITY packed in bag of 1, with lid Packing unit: 50 pcs | 1 | 1 | 161.85 | 39269097 | 414.3402 | Catálogo web
BRAND | 782090 | Microplate, cellGrade prem, 96-well, PS sterile,white,'F'bottom transparent 330 µl, BIO-CERT® CELL CULTURE QUALITY packed in bag of 1, with lid Packing unit: 50 pcs | 1 | 1 | 587.25 | 39269097 | 1458.5658 | Catálogo web
BRAND | 782091 | Microplate, cellGrade prem, 96-well, PS sterile, black,'F'bottom transparent 330 µl, BIO-CERT® CELL CULTURE QUALITY packed in bag of 1, with lid Packing unit: 50 pcs | 1 | 1 | 587.25 | 39269097 | 1458.5658 | Catálogo web
BRAND | 782094 | Microplate, cellGrade prem, 96-well, PS sterile, white,'F'bottom transparent 330 µl, BIO-CERT® CELL CULTURE QUALITY 5 pcs. with lids | 1 | 1 | 0 | 39269097 | 165.4451 | Catálogo web
BRAND | 782095 | Microplate, cellGrade prem, 96-well, PS sterile, black,'F'bottom transparent 330 µl, BIO-CERT® CELL CULTURE QUALITY 5 pcs. with lids | 1 | 1 | 0 | 39269097 | 165.4451 | Catálogo web
BRAND | 782150 | Lid with condens.rings for Brandplates 96-well, Standard, 100 pcs. 5 pcs/bag CERTIFIED LIFE SCIENCE QUALITY | 1 | 1 | 41.91 | 39235090 | 119.5297 | Catálogo web
BRAND | 782151 | Lid without condens.rings for plates 96-well, Standard, 100 pcs. 5 pcs/bag CERTIFIED LIFE SCIENCE QUALITY | 1 | 1 | 49.29 | 39235090 | 137.6579 | Catálogo web
BRAND | 782152 | Lid without condens.rings f. Brandplates tr.bott.384-well 50 pc.bag of 10 CERTIFIED LIFE SCIENCE QUALITY | 1 | 1 | 40.89 | 39235090 | 116.73 | Catálogo web
BRAND | 782153 | Lid without condens.rings f. Brandplates 1536-well, Standard, 50 pcs. 10 pcs/bag CERTIFIED LIFE SCIENCE QUALITY | 1 | 1 | 40.89 | 39235090 | 116.73 | Catálogo web
BRAND | 782155 | Lid with condens.rings for Brandplates 96-well transp.bottom 100 pcs. 5 pcs/bag CERTIFIED LIFE SCIENCE QUALITY | 1 | 1 | 54.24 | 39269097 | 149.9067 | Catálogo web
BRAND | 782300 | Strip of microplate 96-well (12 str.xF8) PS trans. 360 µl pureGrade MB p.of 100 CERTIFIED LIFE SCIENCE QUALITY | 1 | 1 | 0 | 39269097 | 696.202 | Catálogo web
BRAND | 782301 | Strip micropl.w.grid 96-well(12 str.xF8) PS trans. 350 µl pureGrade MB p.of 100 strips can be splitted, CERTIFIED LIFE SCIENCE QUALITY | 1 | 1 | 0 | 39269097 | 963.9252 | Catálogo web
BRAND | 782305 | Strip of microplate 96-well (12 str.xF8) PS trans. 360 µl immunoGrade HB p.of 100 CERTIFIED LIFE SCIENCE QUALITY | 1 | 1 | 0 | 39269097 | 696.202 | Catálogo web
BRAND | 782306 | Strip micropl.w.grid 96-well(12 str.xF8) PS trans. 350 µl immunoGrade HB p.of 100 strips can be splitted, CERTIFIED LIFE SCIENCE QUALITY | 1 | 1 | 0 | 39269097 | 963.9252 | Catálogo web
BRAND | 782700 | Cell culture insert for 24-well plates PC-membrane, 0.4 µm, 48 x 1, pack of 48 TC-treated cellGrade plus, sterile BIO-CERT® CELL CULTURE QUALITY | 1 | 1 | 0 | 39269097 | 500.6416 | Catálogo web
BRAND | 782701 | Cell culture insert for 24-well plates PC-membrane, 0.4 µm, 4 x 12, pack of 48 TC-treated cellGrade plus, sterile BIO-CERT® CELL CULTURE QUALITY | 1 | 1 | 0 | 39269097 | 453.8863 | Catálogo web
BRAND | 782706 | Cell culture insert for 24-well plates PC-membrane, 8,0 µm, 48 x 1, pack of 48 TC-treated cellGrade plus, sterile BIO-CERT® CELL CULTURE QUALITY | 1 | 1 | 0 | 39269097 | 500.6416 | Catálogo web
BRAND | 782707 | Cell culture insert for 24-well plates PC-membrane, 8,0 µm, 4 x 12, pack of 48 TC-treated cellGrade plus, sterile BIO-CERT® CELL CULTURE QUALITY | 1 | 1 | 0 | 39269097 | 453.8863 | Catálogo web
BRAND | 782710 | Cell culture insert for 24-well plates PET-membrane, 0.4 µm, 48 x 1, pack of 48 TC-treated cellGrade plus, sterile BIO-CERT® CELL CULTURE QUALITY | 1 | 1 | 0 | 39269097 | 500.6416 | Catálogo web
BRAND | 782711 | Cell culture insert for 24-well plates PET-membrane, 0.4 µm, 4 x 12, pack of 48 TC-treated cellGrade plus, sterile BIO-CERT® CELL CULTURE QUALITY | 1 | 1 | 0 | 39269097 | 453.8863 | Catálogo web
BRAND | 782712 | Cell culture insert for 24-well plates PET-membrane, 1.0 µm, 48 x 1, pack of 48 TC-treated cellGrade plus, sterile BIO-CERT® CELL CULTURE QUALITY | 1 | 1 | 0 | 39269097 | 500.6416 | Catálogo web
BRAND | 782713 | Cell culture insert for 24-well plates PET-membrane, 1.0 µm, 4 x 12, pack of 48 TC-treated cellGrade plus, sterile BIO-CERT® CELL CULTURE QUALITY | 1 | 1 | 0 | 39269097 | 453.8863 | Catálogo web
BRAND | 782714 | Cell culture insert for 24-well plates PET-membrane, 3.0 µm, 48 x 1, pack of 48 TC-treated cellGrade plus, sterile BIO-CERT® CELL CULTURE QUALITY | 1 | 1 | 0 | 39269097 | 500.6416 | Catálogo web
BRAND | 782715 | Cell culture insert for 24-well plates PET-membrane, 3.0 µm, 4 x 12, pack of 48 TC-treated cellGrade plus, sterile BIO-CERT® CELL CULTURE QUALITY | 1 | 1 | 0 | 39269097 | 453.8863 | Catálogo web
BRAND | 782716 | Cell culture insert for 24-well plates PET-membrane, 8,0 µm, 48 x 1, pack of 48 TC-treated cellGrade plus, sterile BIO-CERT® CELL CULTURE QUALITY | 1 | 1 | 0 | 39269097 | 500.6416 | Catálogo web
BRAND | 782717 | Cell culture insert for 24-well plates PET-membrane, 8,0 µm, 4 x 12, pack of 48 TC-treated cellGrade plus, sterile BIO-CERT® CELL CULTURE QUALITY | 1 | 1 | 0 | 39269097 | 453.8863 | Catálogo web
BRAND | 782720 | Cell culture insert for 12-well plates PC-membrane, 0,4 µm, 48 x 1, pack of 48 TC-treated cellGrade plus, sterile BIO-CERT® CELL CULTURE QUALITY | 1 | 1 | 0 | 39269097 | 554.3962 | Catálogo web
BRAND | 782721 | Cell culture insert for 12-well plates PC-membrane, 0,4 µm, 4 x 9, pack of 36 TC-treated cellGrade plus, sterile BIO-CERT® CELL CULTURE QUALITY | 1 | 1 | 0 | 39269097 | 380.2536 | Catálogo web
BRAND | 782726 | Cell culture insert for 12-well plates PC-membrane, 8,0 µm, 48 x 1, pack of 48 TC-treated cellGrade plus, sterile BIO-CERT® CELL CULTURE QUALITY | 1 | 1 | 0 | 39269097 | 554.3962 | Catálogo web
BRAND | 782727 | Cell culture insert for 12-well plates PC-membrane, 8,0 µm, 4 x 9, pack of 36 TC-treated cellGrade plus, sterile BIO-CERT® CELL CULTURE QUALITY | 1 | 1 | 0 | 39269097 | 380.2536 | Catálogo web
BRAND | 782730 | Cell culture insert for 12-well plates PET-membrane, 0,4 µm, 48 x 1, pack of 48 TC-treated cellGrade plus, sterile BIO-CERT® CELL CULTURE QUALITY | 1 | 1 | 0 | 39269097 | 554.3962 | Catálogo web
BRAND | 782731 | Cell culture insert for 12-well plates PET-membrane, 0,4 µm, 4 x 9, pack of 36 TC-treated cellGrade plus, sterile BIO-CERT® CELL CULTURE QUALITY | 1 | 1 | 0 | 39269097 | 380.2536 | Catálogo web
BRAND | 782732 | Cell culture insert for 12-well plates PET-membrane, 1,0 µm, 48 x 1, pack of 48 TC-treated cellGrade plus, sterile BIO-CERT® CELL CULTURE QUALITY | 1 | 1 | 0 | 39269097 | 554.3962 | Catálogo web
BRAND | 782733 | Cell culture insert for 12-well plates PET-membrane, 1.0 µm, 4 x 9, pack of 36 TC-treated cellGrade plus, sterile BIO-CERT® CELL CULTURE QUALITY | 1 | 1 | 0 | 39269097 | 380.2536 | Catálogo web
BRAND | 782734 | Cell culture insert for 12-well plates PET-membrane, 3,0 µm, 48 x 1, pack of 48 TC-treated cellGrade plus, sterile BIO-CERT® CELL CULTURE QUALITY | 1 | 1 | 0 | 39269097 | 550.1966 | Catálogo web
BRAND | 782735 | Cell culture insert for 12-well plates PET-membrane, 3,0 µm, 4 x 9, pack of 36 TC-treated cellGrade plus, sterile BIO-CERT® CELL CULTURE QUALITY | 1 | 1 | 0 | 39269097 | 377.4539 | Catálogo web
BRAND | 782736 | Cell culture insert for 12-well plates PET-membrane, 8,0 µm, 48 x 1, pack of 48 TC-treated cellGrade plus, sterile BIO-CERT® CELL CULTURE QUALITY | 1 | 1 | 0 | 39269097 | 554.3962 | Catálogo web
BRAND | 782737 | Cell culture insert for 12-well plates PET-membrane, 8,0 µm, 4 x 9, pack of 36 TC-treated cellGrade plus, sterile BIO-CERT® CELL CULTURE QUALITY | 1 | 1 | 0 | 39269097 | 380.2536 | Catálogo web
BRAND | 782740 | Cell culture insert for 6-well plates PC-membrane, 0.4 µm, 24 x 1, pack of 24 TC-treated cellGrade plus, sterile BIO-CERT® CELL CULTURE QUALITY | 1 | 1 | 0 | 39269097 | 361.2155 | Catálogo web
BRAND | 782741 | Cell culture insert for 6-well plates PC-membrane, 0.4 µm, 4 x 6 , pack of 24 TC-treated cellGrade plus, sterile BIO-CERT® CELL CULTURE QUALITY | 1 | 1 | 0 | 39269097 | 336.158 | Catálogo web
BRAND | 782746 | Cell culture insert for 6-well plates PC-membrane, 8,0 µm, 24 x 1, pack of 24 TC-treated cellGrade plus, sterile BIO-CERT® CELL CULTURE QUALITY | 1 | 1 | 0 | 39269097 | 361.2155 | Catálogo web
BRAND | 782747 | Cell culture insert for 6-well plates PC-membrane, 8,0 µm, 4 x 6, pack of 24 TC-treated cellGrade plus, sterile BIO-CERT® CELL CULTURE QUALITY | 1 | 1 | 0 | 39269097 | 336.158 | Catálogo web
BRAND | 782750 | Cell culture insert for 6-well plates PET-membrane, 0,4 µm, 24 x 1, pack of 24 TC-treated cellGrade plus, sterile BIO-CERT® CELL CULTURE QUALITY | 1 | 1 | 0 | 39269097 | 361.2155 | Catálogo web
BRAND | 782751 | Cell culture insert for 6-well plates PET-membrane, 0.4 µm, 4 x 6, pack of 24 TC-treated cellGrade plus, sterile BIO-CERT® CELL CULTURE QUALITY | 1 | 1 | 0 | 39269097 | 336.158 | Catálogo web
BRAND | 782752 | Cell culture insert for 6-well plates PET-membrane, 1.0 µm, 24 x 1, pack of 24 TC-treated cellGrade plus, sterile BIO-CERT® CELL CULTURE QUALITY | 1 | 1 | 0 | 39269097 | 358.4858 | Catálogo web
BRAND | 782753 | Cell culture insert for 6-well plates PET-membrane, 1.0 µm, 4 x 6, pack of 24 TC-treated cellGrade plus, sterile BIO-CERT® CELL CULTURE QUALITY | 1 | 1 | 0 | 39269097 | 333.6383 | Catálogo web
BRAND | 782754 | Cell culture insert for 6-well plates PET-membrane, 3,0 µm, 24 x 1, pack of 24 TC-treated cellGrade plus, sterile BIO-CERT® CELL CULTURE QUALITY | 1 | 1 | 0 | 39269097 | 361.2155 | Catálogo web
BRAND | 782755 | Cell culture insert for 6-well plates PET-membrane, 3.0 µm, 4 x 6, pack of 24 TC-treated cellGrade plus, sterile BIO-CERT® CELL CULTURE QUALITY | 1 | 1 | 0 | 39269097 | 336.158 | Catálogo web
BRAND | 782756 | Cell culture insert for 6-well plates PET-membrane, 8,0 µm, 24 x 1, pack of 24 TC-treated cellGrade plus, sterile BIO-CERT® CELL CULTURE QUALITY | 1 | 1 | 0 | 39269097 | 361.2155 | Catálogo web
BRAND | 782757 | Cell culture insert for 6-well plates PET-membrane, 8,0 µm, 4 x 6, pack of 24 TC-treated cellGrade plus, sterile BIO-CERT® CELL CULTURE QUALITY | 1 | 1 | 0 | 39269097 | 336.158 | Catálogo web
BRAND | 782800 | Insert strips 13 mm f.24/6-w.BRANDplates 4 Inserts/Strip PC-Mem 0,4 µm 12 p. smooth-walled, sterile, BIO-CERT® CELL CULTURE QUALITY | 1 | 1 | 0 | 39269097 | 420.2196 | Catálogo web
BRAND | 782801 | Insert strips 13 mm f.24/6-w.BRANDplates 4 Inserts/Strip IOS, PC-Mem 0,4 µm 12 p. with Inlet Opening System, sterile BIO-CERT® CELL CULTURE QUALITY | 1 | 1 | 0 | 39269097 | 500.6416 | Catálogo web
BRAND | 782806 | Insert single 13 mm f.24/6-w.BRANDplates smooth-walled PC-Mem 0,4 µm 48 pieces sterile, BIO-CERT® CELL CULTURE QUALITY | 1 | 1 | 0 | 39269097 | 476.144 | Catálogo web
BRAND | 782810 | Insert strips 13 mm f.24/6-w.BRANDplates 4 Inserts/Strip PET-Mem 0,4 µm 12 p. smooth-walled, sterile, BIO-CERT® CELL CULTURE QUALITY | 1 | 1 | 0 | 39269097 | 420.2196 | Catálogo web
BRAND | 782811 | Insert strips 13 mm f.24/6-w.BRANDplates 4 Inserts/Strip IOS, PET-Mem 0,4µm 12 p. with Inlet Opening System, sterile BIO-CERT® CELL CULTURE QUALITY | 1 | 1 | 0 | 39269097 | 500.6416 | Catálogo web
BRAND | 782816 | Insert single 13 mm f.24/6-w.BRANDplates smooth-walled PET-Mem 0,4 µm 48 p. sterile, BIO-CERT® CELL CULTURE QUALITY | 1 | 1 | 0 | 39269097 | 480.8336 | Catálogo web
BRAND | 782820 | Insert strips 13 mm f.24/6-w.BRANDplates 4 Inserts/Strip PC-Mem 1,0 µm 12 pieces smooth-walled, sterile, BIO-CERT® CELL CULTURE QUALITY | 1 | 1 | 0 | 39269097 | 420.2196 | Catálogo web
BRAND | 782821 | Insert strips 13 mm f.24/6-w.BRANDplates 4 Inserts/Strip IOS, PC-Mem 1,0 µm 12 p. with Inlet Opening System, sterile BIO-CERT® CELL CULTURE QUALITY | 1 | 1 | 0 | 39269097 | 500.6416 | Catálogo web
BRAND | 782826 | Insert single 13 mm f.24/6-w.BRANDplates smooth-walled PC-Mem 1,0 µm 48 pieces sterile, BIO-CERT® CELL CULTURE QUALITY | 1 | 1 | 0 | 39269097 | 480.8336 | Catálogo web
BRAND | 782840 | Insert strips 13 mm f.24/6-w.BRANDplates 4 Inserts/Strip PC-Membran 3,0 µm 12 p. smooth-walled, sterile, BIO-CERT® CELL CULTURE QUALITY | 1 | 1 | 0 | 39269097 | 420.2196 | Catálogo web
BRAND | 782841 | Insert strips 13 mm f.24/6-w.BRANDplates 4 Inserts/Strip IOS, PC-Mem 3,0 µm 12 p. with Inlet Opening System, sterile BIO-CERT® CELL CULTURE QUALITY | 1 | 1 | 0 | 39269097 | 500.6416 | Catálogo web
BRAND | 782846 | Insert single 13 mm f.24/6-w.BRANDplates smooth-walled PC-Mem 3,0 µm 48 pieces sterile, BIO-CERT® CELL CULTURE QUALITY | 1 | 1 | 0 | 39269097 | 480.8336 | Catálogo web
BRAND | 782860 | Insert strips 13 mm f.24/6-w.BRANDplates 4 Inserts/Strip PC-Mem 8,0 µm 12 pieces smooth-walled, sterile, BIO-CERT® CELL CULTURE QUALITY | 1 | 1 | 0 | 39269097 | 420.2196 | Catálogo web
BRAND | 782861 | Insert strips 13 mm f.24/6-w.BRANDplates 4 Inserts/Strip IOS, PC 8,0 µm 12 pieces with Inlet Opening System, sterile BIO-CERT® CELL CULTURE QUALITY | 1 | 1 | 0 | 39269097 | 500.6416 | Catálogo web
BRAND | 782866 | Insert single 13 mm f.24/6-w.BRANDplates smooth-walled PC-Mem 8,0 µm 48 pieces sterile, BIO-CERT® CELL CULTURE QUALITY | 1 | 1 | 0 | 39269097 | 480.8336 | Catálogo web
BRAND | 782870 | Insert strips 13 mm f.24/6-w.BRANDplates 4 Inserts/Strip PET-Mem 8,0 µm 12 p. smooth-walled, sterile, BIO-CERT® CELL CULTURE QUALITY | 1 | 1 | 0 | 39269097 | 420.2196 | Catálogo web
BRAND | 782871 | Insert strips 13 mm f.24/6-w.BRANDplates 4 Inserts/Strip IOS,PET-Mem 8,0 µm 12 p. with Inlet Opening System, sterile BIO-CERT® CELL CULTURE QUALITY | 1 | 1 | 0 | 39269097 | 500.6416 | Catálogo web
BRAND | 782876 | Insert single 13 mm f.24/6-w.BRANDplates smooth-walled PET-Mem 8,0 µm 48 pieces sterile, BIO-CERT® CELL CULTURE QUALITY | 1 | 1 | 0 | 39269097 | 480.8336 | Catálogo web
BRAND | 782880 | BRANDplates for Inserts 24-well with lid pureGrade S, single packed, pack of 10 sterile, BIO-CERT® CELL CULTURE QUALITY | 1 | 1 | 0 | 39269097 | 193.3723 | Catálogo web
BRAND | 782881 | BRANDplates for Inserts 6-well with lid pureGrade S, single packed, pack of 10 sterile, BIO-CERT® CELL CULTURE QUALITY | 1 | 1 | 0 | 39269097 | 193.3723 | Catálogo web
BRAND | 782890 | BRANDplates for Inserts 24-well with lid cellGrade plus, single packed pack of 10 sterile, BIO-CERT® CELL CULTURE QUALITY | 1 | 1 | 0 | 39269097 | 201.9814 | Catálogo web
BRAND | 782891 | BRANDplates for Inserts 6-well with lid cellGrade plus, single packed pack of 10 sterile, BIO-CERT® CELL CULTURE QUALITY | 1 | 1 | 0 | 39269097 | 201.9814 | Catálogo web
BRAND | 782900 | Insert strips 9 mm 24/6-well BRANDplates 4 Inserts/Strip PC-Mem 0,4 µm 12 pieces smooth-walled, sterile, BIO-CERT® CELL CULTURE QUALITY | 1 | 1 | 0 | 39269097 | 460.9555 | Catálogo web
BRAND | 782901 | Insert strips 9 mm 24/6-well BRANDplates IOS, PC-Mem 0,4 µm 12 pieces with Inlet Opening System, sterile BIO-CERT® CELL CULTURE QUALITY | 1 | 1 | 0 | 39269097 | 545.0871 | Catálogo web
BRAND | 936401 | Volumetric flask, trapezoidal, Boro 3.3, BLAUBRAND, class A, grad. in blue, with NS 7/16 PP-stopper, 1 ml ** With individual certificate ** | 1 | 1 | 0 | 70172000 | 89.7127 | Catálogo web
BRAND | 936402 | Volumetric flask, trapezoidal, borosili- cate glass, Boro 3.3, BLAUBRAND, grad. blue, class A, with NS 7/16 PE-stopper, 2 ml ** With individual certificate ** | 1 | 1 | 0 | 70172000 | 89.7127 | Catálogo web
BRAND | 936403 | Vol. flask BLAUBRAND trapezoidal class A 5 ml, with NS 7/16 PP stopper, DE-M grad. in blue, Boro 3.3 ** With individual certificate ** | 1 | 1 | 0 | 70172000 | 89.7127 | Catálogo web
BRAND | 936404 | Vol. flask trapezoidal BLAUBRAND class A 10 ml, with NS 10/19 PP stopper, DE-M grad. in blue, Boro 3.3 ** With individual certificate ** | 1 | 1 | 0 | 70172000 | 90.2026 | Catálogo web
BRAND | 936406 | Vol. flask trapezoidal BLAUBRAND class A 20 ml, with NS 10/19 PP stopper, DE-M grad. in blue, Boro 3.3 ** With individual certificate ** | 1 | 1 | 0 | 70172000 | 91.2292 | Catálogo web
BRAND | 936407 | Vol. flask trapezoidal BLAUBRAND class A 25 ml, with NS 10/19 PP stopper, DE-M grad. in blue, Boro 3.3 ** With individual certificate ** | 1 | 1 | 0 | 70172000 | 91.2292 | Catálogo web
BRAND | 936408 | Volumetric flask, trapezoidal, Boro 3.3, BLAUBRAND, class A, grad. in blue, with NS 12/21 PP-stopper, 50 ml, conformity certified ** With individual certificate ** | 1 | 1 | 0 | 70172000 | 92.1624 | Catálogo web
BRAND | 936838 | Vol. flask, BLAUBRAND-ETERNA, class A 5 ml w, with NS 10/19 PP stopper, DE-M grad. in amber, Boro 3.3 ** With individual certificate ** | 1 | 1 | 0 | 70172000 | 86.003 | Catálogo web
BRAND | 936841 | Vol. flask BLAUBRAND-ETERNA A DE-M 25 ml, Boro 3.3, NS 10/19, PP-stopper grad. in amber, DIN EN ISO 1042 ** With Individual Certificate ** | 1 | 1 | 0 | 70172000 | 86.353 | Catálogo web
BRAND | 936842 | Vol. flask, BLAUBRAND-ETERNA, class A 25 ml w, with NS 12/21 PP stopper, DE-M grad. in amber, Boro 3.3 ** With individual certificate ** | 1 | 1 | 0 | 70172000 | 86.5163 | Catálogo web
BRAND | 936843 | Vol. flask, BLAUBRAND-ETERNA, class A 10 ml w, with NS 10/19 PP stopper, cert. grad. in amber, Boro 3.3, DE-M ** With individual certificate ** | 1 | 1 | 0 | 70172000 | 86.1664 | Catálogo web
BRAND | 936845 | Vol. flask, BLAUBRAND-ETERNA, class A 20 ml, with NS 10/19 PP stopper, DE-M grad. in amber, Boro 3.3 ** With individual certificate ** | 1 | 1 | 0 | 70172000 | 86.5163 | Catálogo web
BRAND | 936846 | Vol. flask BLAUBRAND-ETERNA A DE-M 20 ml W, Boro 3.3 NS 12/21, PP-stopper wide neck, grad.in amber, DIN EN ISO 1042 ** With Individual Certificate ** | 1 | 1 | 0 | 70172000 | 86.843 | Catálogo web
BRAND | 936847 | Volumetric flask,Boro 3.3,BLAUBRAND- ETERNA, class A, grad. in amber, with NS 12/21 PP-stopper, 50 ml, DE-M ** With individual certificate ** | 1 | 1 | 0 | 70172000 | 88.2662 | Catálogo web
BRAND | 936848 | Volumetric flask, Boro 3.3, BLAUBRAND- ETERNA, class A, grad. in amber, with NS 14/23 PP-stopper, 50 ml, DE-M ** With individual certificate ** | 1 | 1 | 0 | 70172000 | 88.5228 | Catálogo web
BRAND | 936849 | Volumetric flask, Boro 3.3, BLAUBRAND- ETERNA, class A, grad. in amber, with NS 14/23 PP-stopper, 100 ml, DE-M ** With individual certificate ** | 1 | 1 | 0 | 70172000 | 89.946 | Catálogo web
BRAND | 936850 | Vol. flask, BLAUBRAND-ETERNA, class A 200 ml, with NS 14/23 PP stopper, DE-M grad. in amber, Boro 3.3 ** With individual certificate ** | 1 | 1 | 0 | 70172000 | 92.769 | Catálogo web
BRAND | 936851 | Volumetric flask, Boro 3.3, BLAUBRAND- ETERNA, class A, grad. in amber, with NS 14/23 PP-stopper, 250 ml, DE-M ** With individual certificate ** | 1 | 1 | 0 | 70172000 | 93.8423 | Catálogo web
BRAND | 936852 | Vol. flask, BLAUBRAND-ETERNA, class A 500 ml, with NS 19/26 PP stopper, DE-M grad. in amber, Boro 3.3 ** With individual certificate ** | 1 | 1 | 0 | 70172000 | 98.2752 | Catálogo web
BRAND | 936853 | Vol. flask, BLAUBRAND-ETERNA, class A 1000 ml, with NS 24/29 PP stopper, DE-M grad. in amber, Boro 3.3 ** With individual certificate ** | 1 | 1 | 0 | 70172000 | 120.3929 | Catálogo web
BRAND | 936854 | Vol. flask, BLAUBRAND-ETERNA, class A 2000 ml, with NS 29/32 PP stopper, DE-M grad. in amber, Boro 3.3 | 1 | 1 | 0 | 70172000 | 139.1044 | Catálogo web
BRAND | 937045 | Volumetric flask, borosilicate glass, Boro 3.3, BB, grad. in blue, class A without stopper, 10 ml "W", KB ** With individual certificate ** | 1 | 1 | 0 | 70172000 | 83.6466 | Catálogo web
BRAND | 937046 | Volumetric flask, flanged rim, Boro 3.3, BLAUBRAND, grad. in blue, class A, 20 ml DE-M ** With individual certificate ** | 1 | 1 | 0 | 70172000 | 84.2766 | Catálogo web
BRAND | 937047 | Volumetric flask, flanged rim, Boro 3.3, BLAUBRAND, grad. in blue, class A, 25 ml DE-M ** With individual certificate ** | 1 | 1 | 0 | 70172000 | 84.2766 | Catálogo web
BRAND | 937048 | Volumetric flask, flanged rim, Boro 3.3, BLAUBRAND, grad. in blue, class A, 50 ml DE-M ** With individual certificate ** | 1 | 1 | 0 | 70172000 | 85.4898 | Catálogo web
BRAND | 937049 | Volumetric flask, flanged rim, Boro 3.3, BLAUBRAND, grad. in blue, class A, 100 ml, DE-M ** With individual certificate ** | 1 | 1 | 0 | 70172000 | 87.4729 | Catálogo web
BRAND | 937050 | Volumetric flask,flanged rim,Boro 3.3, BLAUBRAND, grad. in blue, class A, 200 ml, DE-M ** With individual certificate ** | 1 | 1 | 0 | 70172000 | 93.7256 | Catálogo web
BRAND | 937051 | Volumetric flask,flanged rim,Boro 3.3, BLAUBRAND, grad. in blue, class A, DE-M ** With individual certificate ** | 1 | 1 | 0 | 70172000 | 94.0989 | Catálogo web
BRAND | 937052 | Volumetric flask,flanged rim,Boro 3.3, BLAUBRAND, grad.in blue, class A, 500 ml, DE-M ** With individual certificate ** | 1 | 1 | 0 | 70172000 | 100.7016 | Catálogo web
BRAND | 937053 | Volumetric flask, flanged rim, Boro 3.3, BLAUBRAND, grad. in blue, class A 1000 ml, DE-M ** With individual certificate ** | 1 | 1 | 0 | 70172000 | 118.9231 | Catálogo web
BRAND | 937233 | Vol. flask BLAUBRAND class A DE-M 150 ml, Boro 3.3, NS 14/23, PP-stopper grad. in blue, DIN EN ISO 1042 ** With individual certificate ** | 1 | 1 | 0 | 70172000 | 95.2188 | Catálogo web
BRAND | 937234 | Volumetric flask, Boro 3.3, BLAUBRAND, class A, grad. in blue, with NS 29/32 PP-stopper, 1000 ml, DE-M ** With individual certificate ** | 1 | 1 | 0 | 70172000 | 125.4091 | Catálogo web
BRAND | 937236 | Volumetric flask, Boro 3.3, BLAUBRAND, class A, grad. in blue, with NS 45/40 PP-stopper, 10000 ml, DE-M ** With individual certificate ** | 1 | 1 | 0 | 70172000 | 416.9999 | Catálogo web
BRAND | 937238 | Volumetric flask, Boro 3.3, BLAUBRAND, class A, grad. in blue, with NS 10/19 PP-stopper, 5 ml, DE-M ** With individual certificate ** | 1 | 1 | 0 | 70172000 | 86.003 | Catálogo web
BRAND | 937241 | Volumetric flask Boro 3.3 BLAUBRAND DE-M class A, grad. in blue, with NS 7/14 PP-stopper, 10 ml ** With individual certificate ** | 1 | 1 | 0 | 70172000 | 86.003 | Catálogo web
BRAND | 937243 | Volumetric flask, Boro 3.3, BLAUBRAND, class A, grad. in blue, with NS 10/19 PP-stopper, 10 ml, DE-M ** With individual certificate ** | 1 | 1 | 0 | 70172000 | 86.1664 | Catálogo web
BRAND | 937245 | Vol. flask BLAUBRAND class A DE-M 20 ml W, Boro 3.3 NS 12/21, PP-stopper wide neck, grad. in blue, DIN EN ISO 1042 ** With Individual Certificate ** | 1 | 1 | 0 | 70172000 | 86.843 | Catálogo web
BRAND | 937246 | Volumetric flask, Boro 3.3, BLAUBRAND, class A, grad. in blue, with NS 10/19 PP-stopper, 20 ml, DE-M ** With individual certificate ** | 1 | 1 | 0 | 70172000 | 86.5163 | Catálogo web
BRAND | 937247 | Volumetric flask, Boro 3.3, BLAUBRAND, class A, grad. in blue, with NS 10/19 PP-stopper, 25 ml, DE-M ** With individual certificate ** | 1 | 1 | 0 | 70172000 | 86.5163 | Catálogo web
BRAND | 937248 | Volumetric flask, Boro 3.3, BLAUBRAND, class A, grad. in blue, with NS 12/21 PP-stopper, 50 ml, DE-M ** With individual certificate ** | 1 | 1 | 0 | 70172000 | 88.2662 | Catálogo web
BRAND | 937249 | Volumetric flask, Boro 3.3, BLAUBRAND, class A, grad. in blue, with NS 12/21 PP-stopper, 100 ml, DE-M ** With individual certificate ** | 1 | 1 | 0 | 70172000 | 89.946 | Catálogo web
BRAND | 937250 | Volumetric flask, Boro 3.3, BLAUBRAND, class A, grad. in blue, with NS 14/23 PP-stopper, 200 ml, DE-M ** With individual certificate ** | 1 | 1 | 0 | 70172000 | 92.769 | Catálogo web
BRAND | 937251 | Volumetric flask, Boro 3.3, BLAUBRAND, class A, grad. in blue, with PP-stopper NS 14/23, 250 ml, DE-M ** With individual certificate ** | 1 | 1 | 0 | 70172000 | 93.8423 | Catálogo web
BRAND | 937252 | Volumetric flask, Boro 3.3, BLAUBRAND, class A, grad. in blue, with NS 19/26 PP-stopper, 500 ml, DE-M ** With individual certificate ** | 1 | 1 | 0 | 70172000 | 98.2752 | Catálogo web
BRAND | 937253 | Volumetric flask, Boro 3.3, BLAUBRAND, class A, grad. in blue, with NS 24/29 PP-stopper, 1000 ml, DE-M ** With individual certificate ** | 1 | 1 | 0 | 70172000 | 120.3929 | Catálogo web
BRAND | 937254 | Volumetric flask, Boro 3.3, BLAUBRAND, class A, grad. in blue, with NS 29/32 PP-stopper, 2000 ml, DE-M ** With individual certificate ** | 1 | 1 | 0 | 70172000 | 139.1044 | Catálogo web
BRAND | 937255 | Volumetric flask, Boro 3.3, BLAUBRAND, class A, grad. in blue, with NS 34/35 PP-stopper, 5000 ml, DE-M ** With individual certificate ** | 1 | 1 | 0 | 70172000 | 245.7504 | Catálogo web
BRAND | 937256 | Volumetric flask, Boro 3.3, BB, class A, grad. in blue, with glass stopper NS 10/19, 5 ml, DE-M ** With individual certificate ** | 1 | 1 | 0 | 70172000 | 89.1061 | Catálogo web
BRAND | 937257 | Volumetric flask, Boro 3.3, BLAUBRAND, class A, grad. in blue, with glass stopper NS 10/19, 20 ml, DE-M ** With individual certificate ** | 1 | 1 | 0 | 70172000 | 89.666 | Catálogo web
BRAND | 937258 | Volumetric flask, Boro 3.3, BLAUBRAND, class A, grad. in blue, with glass stopper NS 10/19, 25 ml, DE-M ** With individual certificate ** | 1 | 1 | 0 | 70172000 | 89.666 | Catálogo web
BRAND | 937259 | Volumetric flask, Boro 3.3, BLAUBRAND, class A, grad. in blue, with glass stopper NS 12/21, 50 ml, DE-M ** With individual certificate ** | 1 | 1 | 0 | 70172000 | 91.4858 | Catálogo web
BRAND | 937260 | Volumetric flask, Boro 3.3, BLAUBRAND, class A, grad. in blue, with glass stopper NS 12/21, 100 ml, DE-M ** With individual certificate ** | 1 | 1 | 0 | 70172000 | 92.699 | Catálogo web
BRAND | 937261 | Volumetric flask, Boro 3.3, BLAUBRAND, class A, grad. in blue, with glass stopper NS 14/23, 200 ml, DE-M ** With individual certificate ** | 1 | 1 | 0 | 70172000 | 95.5688 | Catálogo web
BRAND | 937262 | Volumetric flask, Boro 3.3, BB, class A, grad. in blue, with glass glass stopper NS 14/23, 250 ml, DE-M ** With individual certificate ** | 1 | 1 | 0 | 70172000 | 96.502 | Catálogo web
BRAND | 937263 | Volumetric flask, Boro 3.3, BB, class A, grad. in blue, with glass stopper NS 19/26, 500 ml, DE-M ** With individual certificate ** | 1 | 1 | 0 | 70172000 | 101.7281 | Catálogo web
BRAND | 937264 | Volumetric flask, Boro 3.3, BB, class A, grad. in blue, with glass stopper NS 24/29, 1000 ml, DE-M ** With individual certificate ** | 1 | 1 | 0 | 70172000 | 126.2957 | Catálogo web
BRAND | 937265 | Volumetric flask, Boro 3.3, BLAUBRAND, class A, grad. in blue, with glass stopper NS 29/32, 2000 ml, DE-M ** With individual certificate ** | 1 | 1 | 0 | 70172000 | 145.2171 | Catálogo web
BRAND | 937266 | Volumetric flask, Boro 3.3, BLAUBRAND, class A, grad. in blue, with glass stopper NS 34/35, 5000 ml, DE-M ** With individual certificate ** | 1 | 1 | 0 | 70172000 | 261.2655 | Catálogo web
BRAND | 937267 | Volumetric flask, Boro 3.3, BLAUBRAND, class A, grad. in blue, with hollow glass stopper NS 10/19, 10 ml, DE-M ** With individual certificate ** | 1 | 1 | 0 | 70172000 | 89.2227 | Catálogo web
BRAND | 937268 | Vol. flask BLAUBRAND class A DE-M 20 ml W, Boro 3.3 NS 12/21 glass st. W (wide neck), grad. in blue, DIN EN ISO 1042 ** With Individual Certificate ** | 1 | 1 | 0 | 70172000 | 90.0393 | Catálogo web
BRAND | 937288 | Volumetric flask, Boro 3.3, BLAUBRAND, class A, grad. in blue, with glass stopper NS 14/23, 50 ml, DE-M ** With individual certificate ** | 1 | 1 | 0 | 70172000 | 91.8358 | Catálogo web
BRAND | 937289 | Volumetric flask, Boro 3.3, BLAUBRAND, class A, grad. in blue, with glass stopper NS 14/23, 100 ml, DE-M ** With individual certificate ** | 1 | 1 | 0 | 70172000 | 93.259 | Catálogo web
BRAND | 937290 | Volumetric flask, Boro 3.3, BLAUBRAND, class A, grad. in blue, with NS 14/23 PP-stopper, 50 ml, conformity certified ** With individual certificate ** | 1 | 1 | 0 | 70172000 | 88.5228 | Catálogo web
BRAND | 937291 | Volumetric flask, Boro 3.3, BLAUBRAND, class A, grad. in blue, with NS 14/23 PP-stopper, 100 ml, DE-M ** With individual certificate ** | 1 | 1 | 0 | 70172000 | 89.946 | Catálogo web
BRAND | 937293 | Volumetric flask, Boro 3.3, BLAUBRAND, grad. in blue, class A, with NS 12/21 PP-stopper, 25 ml, DE-M ** With individual certificate ** | 1 | 1 | 0 | 70172000 | 88.5228 | Catálogo web
BRAND | 937294 | Volumetric flask, Boro 3.3, BLAUBRAND, grad. in blue, class A, with glass stopper size 12/21, 25 ml, DE-M ** With individual certificate ** | 1 | 1 | 0 | 70172000 | 90.3893 | Catálogo web
BRAND | 937401 | Volumetric flask, amber glass, Boro 3.3, BLAUBRAND, class A, grad. in white, with PP stopper NS 10/19, 5 ml "W", DE-M ** With individual certificate ** | 1 | 1 | 0 | 70172000 | 102.848 | Catálogo web
BRAND | 937402 | Volumetric flask, amber glass, Boro 3.3, BLAUBRAND, class A, grad. in white, with PP stopper NS 10/19, 10 ml "W", DE-M ** With individual certificate ** | 1 | 1 | 0 | 70172000 | 102.848 | Catálogo web
BRAND | 937403 | Volumetric flask, amber glass, Boro 3.3, BLAUBRAND, class A, grad. in white, with PP stopper NS 10/19, 20 ml, DE-M ** With individual certificate ** | 1 | 1 | 0 | 70172000 | 102.708 | Catálogo web
BRAND | 937404 | Volumetric flask, amber glass, Boro 3.3, BLAUBRAND, class A, grad. in white, with PP stopper NS 10/19, 25 ml, DE-M ** With individual certificate ** | 1 | 1 | 0 | 70172000 | 102.708 | Catálogo web
BRAND | 937405 | Volumetric flask, amber glass, Boro 3.3, BLAUBRAND, class A, grad. in white, with PP stopper NS 12/21, 50 ml, DE-M ** With individual certificate ** | 1 | 1 | 0 | 70172000 | 104.1779 | Catálogo web
BRAND | 937406 | Volumetric flask, amber glass, Boro 3.3, BLAUBRAND, class A, grad. in white, with PP stopper NS 14/23, 50 ml "W", DE-M ** With individual certificate ** | 1 | 1 | 0 | 70172000 | 104.9478 | Catálogo web
BRAND | 937407 | Volumetric flask, amber glass, Boro 3.3, BLAUBRAND, class A, grad. in white, with PP stopper NS 14/23, 100 ml, DE-M ** With individual certificate ** | 1 | 1 | 0 | 70172000 | 104.7378 | Catálogo web
BRAND | 937408 | Volumetric flask, amber glass, Boro 3.3, BLAUBRAND, class A, grad. in white, with PP stopper NS 14/23, 200 ml, DE-M ** With individual certificate ** | 1 | 1 | 0 | 70172000 | 113.347 | Catálogo web
BRAND | 937409 | Volumetric flask, amber glass, Boro 3.3, BLAUBRAND, class A, grad. in white, with PP stopper NS 14/23, 250 ml, DE-M ** With individual certificate ** | 1 | 1 | 0 | 70172000 | 118.0832 | Catálogo web
BRAND | 937410 | Volumetric flask, amber glass, Boro 3.3, BLAUBRAND, class A, grad. in white, with PP stopper NS 19/26, 500 ml, DE-M ** With individual certificate ** | 1 | 1 | 0 | 70172000 | 130.4253 | Catálogo web
BRAND | 937411 | Volumetric flask, amber glass, Boro 3.3, BLAUBRAND, class A, grad. in white, with PP stopper NS 24/29, 1000 ml, DE-M ** With individual certificate ** | 1 | 1 | 0 | 70172000 | 163.8119 | Catálogo web
BRAND | 937412 | Vol. flask BLAUBRAND class A DE-M amber 20 ml, Boro 3.3, NS 12/21, PP-stopper grad. in white, DIN EN ISO 1042 ** With individual certificate ** | 1 | 1 | 0 | 70172000 | 105.0645 | Catálogo web
BRAND | 937413 | Vol. flask BLAUBRAND class A DE-M amber 25 ml, Boro 3.3, NS 12/21, PP-stopper grad. in white, DIN EN ISO 1042 ** With individual certificate ** | 1 | 1 | 0 | 70172000 | 105.0645 | Catálogo web
BRAND | 937438 | Volumetric flask, amber glass, Boro 3.3, BLAUBRAND, class A, grad. in white, with glass stopper NS 10/19, 5 ml "W", DE-M ** With individual certificate ** | 1 | 1 | 0 | 70172000 | 108.8441 | Catálogo web
BRAND | 937443 | Volumetric flask, amber glass, Boro 3.3, BLAUBRAND, class A, grad. in white, with glass stopper NS 10/19, 10 ml "W", DE-M ** With individual certificate ** | 1 | 1 | 0 | 70172000 | 108.8441 | Catálogo web
BRAND | 937445 | Volumetric flask, amber glass, Boro 3.3, BLAUBRAND, class A, grad. in white, with glass stopper NS 14/23, 50 ml "W", DE-M ** With individual certificate ** | 1 | 1 | 0 | 70172000 | 111.2472 | Catálogo web
BRAND | 937446 | Volumetric flask, amber glass, Boro 3.3, BLAUBRAND, class A, grad. in white, with glass stopper NS 10/19, 20 ml, DE-M ** With individual certificate ** | 1 | 1 | 0 | 70172000 | 108.6808 | Catálogo web
BRAND | 937447 | Volumetric flask, amber glass, Boro 3.3, BLAUBRAND, class A, grad. in white, with glass stopper NS 10/19, 25 ml, DE-M ** With individual certificate ** | 1 | 1 | 0 | 70172000 | 108.6808 | Catálogo web
BRAND | 937448 | Volumetric flask, amber glass, Boro 3.3, BLAUBRAND, class A, grad. in white, with glass stopper NS 12/21, 50 ml, DE-M ** With individual certificate ** | 1 | 1 | 0 | 70172000 | 110.4073 | Catálogo web
BRAND | 937449 | Volumetric flask, amber glass, Boro 3.3, BLAUBRAND, class A, grad. in white, with glass stopper NS 14/23, 100 ml, DE-M ** With individual certificate ** | 1 | 1 | 0 | 70172000 | 110.9439 | Catálogo web
BRAND | 937450 | Volumetric flask, amber glass, Boro 3.3, BLAUBRAND, class A, grad. in white, with glass stopper NS 14/23, 200 ml, DE-M ** With individual certificate ** | 1 | 1 | 0 | 70172000 | 119.2964 | Catálogo web
BRAND | 937451 | Volumetric flask, amber glass, Boro 3.3, BLAUBRAND, class A, grad. in white, with glass stopper NS 14/23, 250 ml, DE-M ** With individual certificate ** | 1 | 1 | 0 | 70172000 | 123.9626 | Catálogo web
BRAND | 937452 | Volumetric flask, amber glass, Boro 3.3, BLAUBRAND, class A, grad. in white, with glass stopper NS 19/26, 500 ml, DE-M ** With individual certificate ** | 1 | 1 | 0 | 70172000 | 137.2846 | Catálogo web
BRAND | 937453 | Volumetric flask, amber glass, Boro 3.3, BLAUBRAND, class A, grad. in white, with glass stopper NS 24/29, 1000 ml, DE-M ** With individual certificate ** | 1 | 1 | 0 | 70172000 | 176.2474 | Catálogo web
BRAND | 956841 | Volumetric flask, BB-ETERNA, A, USP 25 ml, Boro 3.3, NS 10/19, PP-stopper grad. in amber, DIN EN ISO 1042, DE-M ** With USP Individual Certificate ** | 1 | 1 | 0 | 70172000 | 86.353 | Catálogo web
BRAND | 956847 | Volumetric flask, BB-ETERNA, A, USP 50 ml, Boro 3.3, NS 12/21, PP-stopper grad. in amber, DIN EN ISO 1042, DE-M ** With USP Individual Certificate ** | 1 | 1 | 0 | 70172000 | 88.2662 | Catálogo web
BRAND | 956849 | Volumetric flask, BB-ETERNA, A, USP 100 ml, Boro 3.3, NS 14/23, PP-stopper grad. in amber, DIN EN ISO 1042, DE-M ** With USP Individual Certificate ** | 1 | 1 | 0 | 70172000 | 89.946 | Catálogo web
BRAND | 956850 | Volumetric flask, BB-ETERNA, A, USP 200 ml, Boro 3.3, NS 14/23, PP-stopper grad. in amber, DIN EN ISO 1042, DE-M ** With USP Individual Certificate ** | 1 | 1 | 0 | 70172000 | 92.769 | Catálogo web
BRAND | 956851 | Volumetric flask, BB-ETERNA, A, USP 250 ml, Boro 3.3, NS 14/23, PP-stopper grad. in amber, DIN EN ISO 1042, DE-M ** With USP Individual Certificate ** | 1 | 1 | 0 | 70172000 | 93.8423 | Catálogo web
BRAND | 956852 | Volumetric flask, BB-ETERNA, A, USP 500 ml, Boro 3.3, NS 19/26, PP-stopper grad. in amber, DIN EN ISO 1042, DE-M ** With USP Individual Certificate ** | 1 | 1 | 0 | 70172000 | 98.2752 | Catálogo web
BRAND | 956853 | Volumetric flask, BB-ETERNA, A, USP 1000 ml, Boro 3.3, NS 24/29, PP-stopper grad. in amber, DIN EN ISO 1042, DE-M ** With USP Individual Certificate ** | 1 | 1 | 0 | 70172000 | 120.3929 | Catálogo web
BRAND | 956854 | Volumetric flask, BB-ETERNA, A, USP 2000 ml, Boro 3.3, NS 29/32, PP-stopper grad. in amber, DIN EN ISO 1042, DE-M ** With USP Individual Certificate ** | 1 | 1 | 0 | 70172000 | 139.1044 | Catálogo web
BRAND | 956938 | Volumetric flask, BLAUBRAND, A, USP 5 ml, Boro 3.3, NS 10/19, PP-stopper grad.in blue, DIN EN ISO 1042, DE-M ** With USP Individual Certificate ** | 1 | 1 | 0 | 70172000 | 87.5429 | Catálogo web
BRAND | 956943 | Volumetric flask, BLAUBRAND, A, USP 10 ml, Boro 3.3, NS 10/19, PP-stopper grad.in blue, DIN EN ISO 1042, DE-M ** With USP Individual Certificate ** | 1 | 1 | 0 | 70172000 | 87.9862 | Catálogo web
BRAND | 956945 | Volumetric flask, BLAUBRAND, A, USP 20 ml, Boro 3.3, NS 10/19, PP-stopper grad.in blue, DIN EN ISO 1042, DE-M ** With USP Individual Certificate ** | 1 | 1 | 0 | 70172000 | 87.5429 | Catálogo web
BRAND | 956947 | Volumetric flask, BLAUBRAND, A, USP 25 ml, Boro 3.3, NS 10/19, PP-stopper grad.in blue, DIN EN ISO 1042, DE-M ** With USP Individual Certificate ** | 1 | 1 | 0 | 70172000 | 87.5429 | Catálogo web
BRAND | 956948 | Volumetric flask, BLAUBRAND, A, USP 50 ml, Boro 3.3, NS 12/21, PP-stopper grad.in blue, DIN EN ISO 1042, DE-M ** With USP Individual Certificate ** | 1 | 1 | 0 | 70172000 | 89.4094 | Catálogo web
BRAND | 956949 | Volumetric flask, BLAUBRAND, A, USP 100 ml, Boro 3.3, NS 14/23, PP-stopper grad.in blue, DIN EN ISO 1042, DE-M ** With USP Individual Certificate ** | 1 | 1 | 0 | 70172000 | 91.0425 | Catálogo web
BRAND | 956950 | Volumetric flask, BLAUBRAND, A, USP 200 ml, Boro 3.3, NS 14/23, PP-stopper grad.in blue, DIN EN ISO 1042, DE-M ** With USP Individual Certificate ** | 1 | 1 | 0 | 70172000 | 94.2389 | Catálogo web
BRAND | 956951 | Volumetric flask, BLAUBRAND, A, USP 250 ml, Boro 3.3, NS 14/23, PP-stopper grad.in blue, DIN EN ISO 1042, DE-M ** With USP Individual Certificate ** | 1 | 1 | 0 | 70172000 | 95.2655 | Catálogo web
BRAND | 956952 | Volumetric flask, BLAUBRAND, A, USP 500 ml, Boro 3.3, NS 19/26, PP-stopper grad.in blue, DIN EN ISO 1042, DE-M ** With USP Individual Certificate ** | 1 | 1 | 0 | 70172000 | 100.095 | Catálogo web
BRAND | 956953 | Volumetric flask, BLAUBRAND, A, USP 1000 ml, Boro 3.3, NS 24/29, PP-stopper grad.in blue, DIN EN ISO 1042, DE-M ** With USP Individual Certificate ** | 1 | 1 | 0 | 70172000 | 123.496 | Catálogo web
BRAND | 956954 | Volumetric flask, BLAUBRAND, A, USP 2000 ml, Boro 3.3, NS 29/32, PP-stopper grad.in blue, DIN EN ISO 1042, DE-M ** With USP Individual Certificate ** | 1 | 1 | 0 | 70172000 | 143.444 | Catálogo web
BRAND | 956968 | Volumetric flask, BLAUBRAND, A, USP 5 ml, Boro 3.3, NS 10/19, glass-stopper grad.in blue, DIN EN ISO 1042, DE-M ** With USP Individual Certificate ** | 1 | 1 | 0 | 70172000 | 91.0892 | Catálogo web
BRAND | 956973 | Volumetric flask, BLAUBRAND, A, USP 10 ml, Boro 3.3, NS 10/19, glass-stopper grad.in blue, DIN EN ISO 1042, DE-M ** With USP Individual Certificate ** | 1 | 1 | 0 | 70172000 | 91.4392 | Catálogo web
BRAND | 956975 | Volumetric flask, BLAUBRAND, A, USP 20 ml, Boro 3.3, NS 10/19, glass-stopper grad.in blue, DIN EN ISO 1042, DE-M ** With USP Individual Certificate ** | 1 | 1 | 0 | 70172000 | 91.3925 | Catálogo web
BRAND | 956977 | Volumetric flask, BLAUBRAND, A, USP 25 ml, Boro 3.3, NS 10/19, glass-stopper grad.in blue, DIN EN ISO 1042, DE-M ** With USP Individual Certificate ** | 1 | 1 | 0 | 70172000 | 91.3925 | Catálogo web
BRAND | 956978 | Volumetric flask, BLAUBRAND, A, USP 50 ml, Boro 3.3, NS 12/21, glass-stopper grad.in blue, DIN EN ISO 1042, DE-M ** With USP Individual Certificate ** | 1 | 1 | 0 | 70172000 | 93.3057 | Catálogo web
BRAND | 956979 | Volumetric flask, BLAUBRAND, A, USP 100 ml, Boro 3.3, NS 14/23, gl.-stopper grad.in blue, DIN EN ISO 1042, DE-M ** With USP Individual Certificate ** | 1 | 1 | 0 | 70172000 | 95.1721 | Catálogo web
BRAND | 956980 | Volumetric flask, BLAUBRAND, A, USP 200 ml, Boro 3.3, NS 14/23, gl.-stopper grad.in blue, DIN EN ISO 1042, DE-M ** With USP Individual Certificate ** | 1 | 1 | 0 | 70172000 | 97.6452 | Catálogo web
BRAND | 956981 | Volumetric flask, BLAUBRAND, A, USP 250 ml, Boro 3.3, NS 14/23, gl.-stopper grad.in blue, DIN EN ISO 1042, DE-M ** With USP Individual Certificate ** | 1 | 1 | 0 | 70172000 | 98.7651 | Catálogo web
BRAND | 956982 | Volumetric flask, BLAUBRAND, A, USP 500 ml, Boro 3.3, NS 19/26, gl.-stopper grad.in blue, DIN EN ISO 1042, DE-M ** With USP Individual Certificate ** | 1 | 1 | 0 | 70172000 | 104.3412 | Catálogo web
BRAND | 956983 | Volumetric flask, BLAUBRAND, A, USP 1000 ml, Boro 3.3, NS 24/29, gl.-stopper grad.in blue, DIN EN ISO 1042, DE-M ** With USP Individual Certificate ** | 1 | 1 | 0 | 70172000 | 131.0785 | Catálogo web
BRAND | 956984 | Volumetric flask, BLAUBRAND, A, USP 2000 ml, Boro 3.3, NS 29/32, gl.-stopper grad.in blue, DIN EN ISO 1042, DE-M ** With USP Individual Certificate ** | 1 | 1 | 0 | 70172000 | 151.6098 | Catálogo web
BRAND | 957461 | Vol. flask, BLAUBRAND, A, USP, amber 5 ml, Boro 3.3, NS 10/19, glass-stopper grad. in white, DIN EN ISO 1042, DE-M ** With USP Individual Certificate ** | 1 | 1 | 0 | 70172000 | 112.0404 | Catálogo web
BRAND | 957462 | Vol. flask, BLAUBRAND, A, USP, amber 10 ml, Boro 3.3, NS 10/19, glass-stopper grad. in white, DIN EN ISO 1042, DE-M ** With USP Individual Certificate ** | 1 | 1 | 0 | 70172000 | 112.0404 | Catálogo web
BRAND | 957463 | Vol. flask, BLAUBRAND, A, USP, amber 20 ml, Boro 3.3, NS 10/19, glass-stopper grad. in white, DIN EN ISO 1042, DE-M ** With USP Individual Certificate ** | 1 | 1 | 0 | 70172000 | 111.8305 | Catálogo web
BRAND | 957464 | Vol. flask, BLAUBRAND, A, USP, amber 25 ml, Boro 3.3, NS 10/19, glass-stopper grad. in white, DIN EN ISO 1042, DE-M ** With USP Individual Certificate ** | 1 | 1 | 0 | 70172000 | 111.8305 | Catálogo web
BRAND | 957465 | Vol. flask, BLAUBRAND, A, USP, amber 50 ml, Boro 3.3, NS 12/21, glass-stopper grad. in white, DIN EN ISO 1042, DE-M ** With USP Individual Certificate ** | 1 | 1 | 0 | 70172000 | 113.8836 | Catálogo web
BRAND | 957467 | Vol. flask, BLAUBRAND, A, USP, amber 100 ml, Boro 3.3, NS 14/23, gl.-stopper grad. in white, DIN EN ISO 1042, DE-M ** With USP Individual Certificate ** | 1 | 1 | 0 | 70172000 | 114.3036 | Catálogo web
BRAND | 957468 | Vol. flask, BLAUBRAND, A, USP, amber 200 ml, Boro 3.3, NS 14/23, gl.-stopper grad. in white, DIN EN ISO 1042, DE-M ** With USP Individual Certificate ** | 1 | 1 | 0 | 70172000 | 123.7526 | Catálogo web
BRAND | 957469 | Vol. flask, BLAUBRAND, A, USP, amber 250 ml, Boro 3.3, NS 14/23, gl.-stopper grad. in white, DIN EN ISO 1042, DE-M ** With USP Individual Certificate ** | 1 | 1 | 0 | 70172000 | 128.6288 | Catálogo web
BRAND | 957470 | Vol. flask, BLAUBRAND, A, USP, amber 500 ml, Boro 3.3, NS 19/26, gl.-stopper grad. in white, DIN EN ISO 1042, DE-M ** With USP Individual Certificate ** | 1 | 1 | 0 | 70172000 | 143.024 | Catálogo web
BRAND | 957471 | Vol. flask, BLAUBRAND, A, USP, amber 1000 ml, Boro 3.3, NS 24/29, gl.-stopper grad. in white, DIN EN ISO 1042, DE-M ** With USP Individual Certificate ** | 1 | 1 | 0 | 70172000 | 185.0665 | Catálogo web
BRAND | 957481 | Vol. flask, BLAUBRAND, A, USP, amber 5 ml, Boro 3.3, NS 10/19, PP-stopper grad. in white, DIN EN ISO 1042, DE-M ** With USP Individual Certificate ** | 1 | 1 | 0 | 70172000 | 105.4844 | Catálogo web
BRAND | 957482 | Vol. flask, BLAUBRAND, A, USP, amber 10 ml, Boro 3.3, NS 10/19, PP-stopper grad. in white, DIN EN ISO 1042, DE-M ** With USP Individual Certificate ** | 1 | 1 | 0 | 70172000 | 105.4844 | Catálogo web
BRAND | 957483 | Vol. flask, BLAUBRAND, A, USP, amber 20 ml, Boro 3.3, NS 10/19, PP-stopper grad. in white, DIN EN ISO 1042, DE-M ** With USP Individual Certificate ** | 1 | 1 | 0 | 70172000 | 105.4844 | Catálogo web
BRAND | 957484 | Vol. flask, BLAUBRAND, A, USP, amber 25 ml, Boro 3.3, NS 10/19, PP-stopper grad. in white, DIN EN ISO 1042, DE-M ** With USP Individual Certificate ** | 1 | 1 | 0 | 70172000 | 105.4844 | Catálogo web
BRAND | 957485 | Vol. flask, BLAUBRAND, A, USP, amber 50 ml, Boro 3.3, NS 10/19, PP-stopper grad. in white, DIN EN ISO 1042, DE-M ** With USP Individual Certificate ** | 1 | 1 | 0 | 70172000 | 107.1643 | Catálogo web
BRAND | 957487 | Vol. flask, BLAUBRAND, A, USP, amber 100 ml, Boro 3.3, NS 14/23, PP-stopper grad. in white, DIN EN ISO 1042, DE-M ** With USP Individual Certificate ** | 1 | 1 | 0 | 70172000 | 107.4676 | Catálogo web
BRAND | 957488 | Vol. flask, BLAUBRAND, A, USP, amber 200 ml, Boro 3.3, NS 14/23, PP-stopper grad. in white, DIN EN ISO 1042, DE-M ** With USP Individual Certificate ** | 1 | 1 | 0 | 70172000 | 117.0799 | Catálogo web
BRAND | 957489 | Vol. flask, BLAUBRAND, A, USP, amber 250 ml, Boro 3.3, NS 14/23, PP-stopper grad. in white, DIN EN ISO 1042, DE-M ** With USP Individual Certificate ** | 1 | 1 | 0 | 70172000 | 122.0728 | Catálogo web
BRAND | 957490 | Vol. flask, BLAUBRAND, A, USP, amber 500 ml, Boro 3.3, NS 19/26, PP-stopper grad. in white, DIN EN ISO 1042, DE-M ** With USP Individual Certificate ** | 1 | 1 | 0 | 70172000 | 135.5114 | Catálogo web
BRAND | 957491 | Vol. flask, BLAUBRAND, A, USP, amber 1000 ml, Boro 3.3, NS 24/29, PP-stopper grad. in white, DIN EN ISO 1042, DE-M ** With USP Individual Certificate ** | 1 | 1 | 0 | 70172000 | 171.8378 | Catálogo web
BRAND | 994650 | BRAND lab mug single-wrapped, price per mug | 1 | 1 | 0 | 70133799 | 28.0722 | Catálogo web
BRAND | 994675 | BRAND lab mug carton of 6, price per carton | 1 | 1 | 0 | 70133799 | 76.5073 | Catálogo web
BRAND | 4340000 | Test tube rack, PP, white 265x126x75 mm f. 84 tubes to dia. 13 mm alphanumerically marked positions, resistant to steam sterilisation (121°C) | 1 | 5 | 0 | 39269097 | 32.785 | Catálogo web
BRAND | 4340001 | Test tube rack, PP, blue 265x126x75 mm f. 84 tubes to dia. 13 mm alphanumerically marked positions, resistant to steam sterilisation (121°C) | 1 | 5 | 0 | 39269097 | 32.785 | Catálogo web
BRAND | 4340002 | Test tube rack, PP, red 265x126x75 mm f. 84 tubes to dia. 13 mm alphanumerically marked positions, resistant to steam sterilisation (121°C) | 1 | 5 | 0 | 39269097 | 32.785 | Catálogo web
BRAND | 4340010 | Test tube rack, PP, white 265x126x75 mm f. 55 tubes to dia. 18 mm alphanumerically marked positions, resistant to steam sterilisation (121°C) | 1 | 5 | 0 | 39269097 | 32.785 | Catálogo web
BRAND | 4340011 | Test tube rack, PP, blue 265x126x75 mm f. 55 tubes to dia. 18 mm alphanumerically marked positions, resistant to steam sterilisation (121°C) | 1 | 5 | 0 | 39269097 | 32.785 | Catálogo web
BRAND | 4340012 | Test tube rack, PP, red 265x126x75 mm f. 55 tubes to dia. 18 mm alphanumerically marked positions, resistant to steam sterilisation (121°C) | 1 | 5 | 0 | 39269097 | 32.785 | Catálogo web
BRAND | 4340020 | Test tube rack, PP, white 265x126x75 mm f. 40 tubes to dia. 20 mm alphanumerically marked positions, resistant to steam sterilisation (121°C) | 1 | 5 | 0 | 39269097 | 32.785 | Catálogo web
BRAND | 4340021 | Test tube rack, PP, blue 265x126x75 mm f. 40 tubes to dia. 20 mm alphanumerically marked positions, resistant to steam sterilisation (121°C) | 1 | 5 | 0 | 39269097 | 32.785 | Catálogo web
BRAND | 4340022 | Test tube rack, PP, red 265x126x75 mm f. 40 tubes to dia. 20 mm alphanumerically marked positions, resistant to steam sterilisation (121°C) | 1 | 5 | 0 | 39269097 | 32.785 | Catálogo web
BRAND | 4340030 | Test tube rack, PP, white 265x126x88 mm f. 32 tubes to dia. 25 mm alphanumerically marked positions, resistant to steam sterilisation (121°C) | 1 | 5 | 0 | 39269097 | 32.785 | Catálogo web
BRAND | 4340031 | Test tube rack, PP, blue 265x126x88 mm f. 32 tubes to dia. 25 mm alphanumerically marked positions, resistant to steam sterilisation (121°C) | 1 | 5 | 0 | 39269097 | 32.785 | Catálogo web
BRAND | 4340032 | Test tube rack, PP, red 265x126x88 mm f. 32 tubes to dia. 25 mm alphanumerically marked positions, resistant to steam sterilisation (121°C) | 1 | 5 | 0 | 39269097 | 32.785 | Catálogo web
BRAND | 4340040 | Test tube rack, PP, white 265x126x88 mm f. 21 tubes to dia. 30 mm alphanumerically marked positions, resistant to steam sterilisation (121°C) | 1 | 5 | 0 | 39269097 | 32.785 | Catálogo web
BRAND | 4340041 | Test tube rack, PP, blue 265x126x88 mm f. 21 tubes to dia. 30 mm alphanumerically marked positions, resistant to steam sterilisation (121°C) | 1 | 5 | 0 | 39269097 | 32.785 | Catálogo web
BRAND | 4340042 | Test tube rack, PP, red 265x126x88 mm f. 21 tubes to dia. 30 mm alphanumerically marked positions, resistant to steam sterilisation (121°C) | 1 | 5 | 0 | 39269097 | 32.785 | Catálogo web
BRAND | 4340060 | Test tube rack, PP, white 265x126x75 mm f. 55 tubes to dia. 16 mm alphanumerically marked positions, resistant to steam sterilisation (121°C) | 1 | 5 | 0 | 39269097 | 32.785 | Catálogo web
BRAND | 4340061 | Test tube rack, PP, blue 265x126x75 mm f. 55 tubes to dia. 16 mm alphanumerically marked positions, resistant to steam sterilisation (121°C) | 1 | 5 | 0 | 39269097 | 32.785 | Catálogo web
BRAND | 4340062 | Test tube rack, PP, red 265x126x75 mm f. 55 tubes to dia. 16 mm alphanumerically marked positions, resistant to steam sterilisation (121°C) | 1 | 5 | 0 | 39269097 | 32.785 | Catálogo web
BRAND | 4341000 | Microcentrifuge tube rack PP 265x126x38 mm f.84 t.to dia. 13 mm white for small test tubes and cryogenic tubes alphanumerically marked positions, resistant to steam sterilisation (121°C) | 1 | 5 | 0 | 39269097 | 35.9814 | Catálogo web
BRAND | 4341001 | Microcentrifuge tube rack PP 265x126x38 mm f.84 t.to dia. 13 mm blue for small test tubes and cryogenic tubes alphanumerically marked positions, resistant to steam sterilisation (121°C) | 1 | 5 | 0 | 39269097 | 35.9814 | Catálogo web
BRAND | 4341002 | Microcentrifuge tube rack PP 265x126x38 mm f.84 t.to dia. 13 mm red for small test tubes and cryogenic tubes alphanumerically marked positions, resistant to steam sterilisation (121°C) | 1 | 5 | 0 | 39269097 | 35.9814 | Catálogo web
BRAND | 4341050 | Microcentrifuge tube rack PP 265x126x38 mm 128 t.to dia.11 mm white stackable, alphanumerically marked positions, resistant to steam sterili- sation (121°C) | 1 | 5 | 0 | 39269097 | 35.9814 | Catálogo web
BRAND | 4341051 | Microcentrifuge tube rack PP 265x126x38 mm 128 t.to dia.11 mm blue stackable, alphanumerically marked positions, resistant to steam sterili- sation (121°C) | 1 | 5 | 0 | 39269097 | 35.9814 | Catálogo web
BRAND | 4341052 | Microcentrifuge tube rack PP 265x126x38 mm 128 t.to dia.11 mm red stackable, alphanumerically marked positions, resistant to steam sterili- sation (121°C) | 1 | 5 | 0 | 39269097 | 35.9814 | Catálogo web
BRAND | 6208 | Adapter f. discharge tube seripettor®pro with PTFE flat sealing | 1 | 1 | 30.3862 |  | 54.1029 | Catálogo web
BRAND | 6636 | Filling valve with nozzle + sealing ring for Titrette® pack of 1 | 1 | 1 | 39.6604 |  | 65.5797 | Catálogo web
BRAND | 6659 | Air vent cap for Titrette® pack of 1 | 1 | 1 | 6.2582 |  | 24.2445 | Catálogo web
BRAND | 6696 | Seal for seripettor pro PTFE, packing unit = 5 sets x 3 pcs. | 1 | 1 | 18.0206 |  | 38.8005 | Catálogo web
BRAND | 6697 | Fill.valve seripettor pro 2, 10 ml pack of 1 | 1 | 1 | 27.3702 |  | 50.3706 | Catálogo web
BRAND | 6698 | Fill.valve seripettor pro 25 ml pack of 1 | 1 | 1 | 32.4974 |  | 56.7155 | Catálogo web
BRAND | 6707 | Adapter for filling valve seripettor®pro with PTFE flat sealing | 1 | 1 | 23.9772 |  | 46.1718 | Catálogo web
BRAND | 6727 | Discharge valve for Dispensette S 5 + 10 ml, pack of 1 | 1 | 1 | 46.9742 |  | 74.6306 | Catálogo web
BRAND | 6728 | Discharge valve for Dispensette S 25, 50, 100 ml, pack of 1 | 1 | 1 | 57.0778 |  | 87.1338 | Catálogo web
BRAND | 6729 | Discharge valve f. Dispensette S Organic 5 + 10 ml, pack of 1 | 1 | 1 | 46.9742 |  | 74.6306 | Catálogo web
BRAND | 6730 | Discharge valve f. Dispensette S Organic 25, 50, 100 ml, pack of 1 | 1 | 1 | 57.0778 |  | 87.1338 | Catálogo web
BRAND | 6732 | Discharge valve f.Disp. S Trace Analysis 10 ml, with Pt/Ir-spring, pack of 1 | 1 | 1 | 83.0154 |  | 119.2316 | Catálogo web
BRAND | 6733 | Discharge valve f.Disp. S Trace Analysis 10 ml, with Tantalum-spring, pack of 1 | 1 | 1 | 83.0154 |  | 119.2316 | Catálogo web
BRAND | 6734 | Filling valve Dispensette S/S Organic 1, 2, 5, 10 ml, pack of 1 | 1 | 1 | 27.5964 |  | 50.6505 | Catálogo web
BRAND | 6735 | Filling valve Dispensette S/S Organic 25, 50 ml, pack of 1 | 1 | 1 | 32.7236 |  | 56.9955 | Catálogo web
BRAND | 6739 | Filling valve Dispensette S TA 10 ml, PFA/Sapphire pack of 1 | 1 | 1 | 65.975 |  | 98.1441 | Catálogo web
BRAND | 6747 | Recirculation tube, FEP for Disp. S, S Organic and Disp. S TA pack of 1 | 1 | 1 | 3.016 |  | 20.2323 | Catálogo web
BRAND | 6748 | Mounting tool for Disp. S, S Organic, Disp. S TA and seripettor pro pack of 1 | 1 | 1 | 8.8972 |  | 27.5103 | Catálogo web
BRAND | 6749 | Discharge valve for Dispensette S 1 + 2 ml, pack of 1 | 1 | 1 | 46.9742 |  | 74.6306 | Catálogo web
BRAND | 6783 | Inspection window for Tritrette 1 set colorless/amber each (light prot.) | 1 | 1 | 20.0564 |  | 41.3198 | Catálogo web
BRAND | 6784 | Mounting tool pack of 1 | 1 | 1 | 11.0084 |  | 30.1229 | Catálogo web
BRAND | 6787 | Set volume adjustment for seripettor/seripettor pro consisting of knob (8264) and pointer (3160100) "The ordered component is not included in our standard spare part list. An ex- change of this component will have an influence on operational safety/opera- ting mode and volume accuracy and there- fore only specially trained personnel should be authorized to exchange it. A final functioning control/calibration or, if necessary, readjustment is abso- lutely necessary! Anyone performing re- pairs does so at their own risk. For any repairs that are carried out by unauthorized personnel any and all warranties are null and void, and the manufacturer denies any claims or de- fects in any such instruments." | 1 | 1 | 13.1196 |  | 32.7355 | Catálogo web
BRAND | 6788 | Spare seal seripettor®/QuikSip BT-Aspir. EPDM, set of 5 | 1 | 1 | 11.4608 |  | 30.6827 | Catálogo web
BRAND | 6790 | Valve set for seripettor® 1 filling/discharge valve, 2 seals | 1 | 1 | 34.2316 |  | 58.8616 | Catálogo web
BRAND | 6792 | Valve block seripettor®/seripettor® pro 2 + 10 ml, without valves and sealings | 1 | 1 | 26.39 |  | 49.1576 | Catálogo web
BRAND | 6794 | Valve block seripettor®/seripettor® pro 25 ml, without valves and sealings | 1 | 1 | 31.8942 |  | 55.9691 | Catálogo web
BRAND | 7228 | O-ring for piston assembly Transferpette® pro, adjustable 250 - 2500 µl | 1 | 1 | 7.6154 |  | 25.9241 | Catálogo web
BRAND | 7260 | Micro batterie for Titrette® 1,5 V (AAA/UM-4/LR03) incl. battery case cover pack of 2 | 1 | 1 | 11.687 |  | 30.9627 | Catálogo web
BRAND | 7288 | O-ring for piston assembly for TFP Digital type 250 - 5000 µl | 1 | 1 | 7.6154 |  | 25.9241 | Catálogo web
BRAND | 7298 | O-ring f.piston assembly Transferpette®S Digital type 10 ml | 1 | 1 | 7.6154 |  | 25.9241 | Catálogo web
BRAND | 7299 | Tip ejector, complete, for Transferpette Fix and Digital type | 1 | 1 | 23.6756 |  | 45.7986 | Catálogo web
BRAND | 8317 | Recirculation tube for SafetyPrime recirculation valve f. Titrette | 1 | 1 | 2.9406 |  | 20.139 | Catálogo web
BRAND | 8516 | Valve lever recirculation valve Dispensette® S red | 1 | 1 | 11.4608 |  | 30.6827 | Catálogo web
BRAND | 8517 | Valve lever recirculation valve Dispensette® S yellow | 1 | 1 | 11.4608 |  | 30.6827 | Catálogo web
BRAND | 8518 | Valve lever recirculation valve Dispensette® S grey | 1 | 1 | 11.3854 |  | 30.5894 | Catálogo web
BRAND | 8816 | Valve lever recirculation valve for Titrette red | 1 | 1 | 6.032 |  | 23.9646 | Catálogo web
BRAND | 8842 | Rear housing for Titrette® "The ordered component is not included in our standard spare part list. An ex- change of this component will have an influence on operational safety/opera- ting mode and volume accuracy and there- fore only specially trained personel should be authorized to exchange it. A final functioning control/calibration or, if necessary, readjustment is abso- lutely necessary! Anyone performing re- pairs does so at their own risk. For any repairs that are carried out by unauthorized personnel any and all warranties are null and void, and the manufacturer denies any claims or de- fects in any such instruments." | 1 | 1 | 28.652 |  | 51.9568 | Catálogo web
BRAND | 8843 | Rear housing for Titrette® with RS-232 interface "The ordered component is not included in our standard spare part list. An ex- change of this component will have an influence on operational safety/opera- ting mode and volume accuracy and there- fore only specially trained personel should be authorized to exchange it. A final functioning control/calibration or, if necessary, readjustment is abso- lutely necessary! Anyone performing re- pairs does so at their own risk. For any repairs that are carried out by unauthorized personnel any and all warranties are null and void, and the manufacturer denies any claims or de- fects in any such instruments." | 1 | 1 | 28.652 |  | 51.9568 | Catálogo web
BRAND | 8850 | Interface cable RS 232 for Titrette® length 2 m | 1 | 1 | 176.5868 |  | 235.0262 | Catálogo web
BRAND | 8857 | Battery case cover for Titrette® Pack of 2 | 1 | 1 | 10.4052 |  | 29.3764 | Catálogo web
BRAND | 8860 | Housing clip for Titrette® SH "The ordered component is not included in our standard spare part list. An ex- change of this component will have an influence on operational safety/opera- ting mode and volume accuracy and there- fore only specially trained personel should be authorized to exchange it. A final functioning control/calibration or, if necessary, readjustment is abso- lutely necessary! Anyone performing re- pairs does so at their own risk. For any repairs that are carried out by unauthorized personnel any and all warranties are null and void, and the manufacturer denies any claims or de- fects in any such instruments." | 1 | 1 | 10.556 |  | 29.5631 | Catálogo web
BRAND | 8861 | Housing clip for Titrette® 10 ml | 1 | 1 | 10.556 |  | 29.5631 | Catálogo web
BRAND | 8898 | Discharge valve for Titrette® | 1 | 1 | 49.0854 |  | 77.2432 | Catálogo web
BRAND | 15112 | Housing clip rear for HandyStep® S | 1 | 1 | 4.2224 |  | 21.7252 | Catálogo web
BRAND | 15150 | Housing clip front for HandyStep® S | 1 | 1 | 10.4806 |  | 29.4697 | Catálogo web
BRAND | 15295 | Battery compartment cover HandyStep® el. "The ordered component is not included in our standard spare part list. An ex- change of this component will have an influence on operational safety/opera- ting mode and volume accuracy and there- fore only specially trained personel should be authorized to exchange it. A final functioning control/calibration or, if necessary, readjustment is abso- lutely necessary! Anyone performing re- pairs does so at their own risk. For any repairs that are carried out by unauthorized personnel any and all warranties are null and void, and the manufacturer denies any claims or de- fects in any such instruments." | 1 | 1 | 18.9254 |  | 39.9202 | Catálogo web
BRAND | 25300 | Pipette filler, NR, with 3 valves standard model, for pip. up to 10 ml | 1 | 1 | 12.4598 |  | 31.9191 | Catálogo web
BRAND | 25315 | Pipette filler, NR, with 3 valves universal model, for pip. up to 100 ml | 1 | 1 | 12.818 |  | 32.3623 | Catálogo web
BRAND | 25400 | Pipette filler, NR, with 2 valves Flip model, for pip. up to 100 ml | 1 | 1 | 15.3628 |  | 35.5114 | Catálogo web
BRAND | 25805 | Micro pip.controller/spare suction syst. silicone, pack of 3 | 1 | 1 | 51.7244 |  | 80.5089 | Catálogo web
BRAND | 25900 | Pipette controller micro-classic for small-vol. pip. w. 2 spare suction tubes for use in in-vitro-fertilization | 1 | 1 | 72.0447 |  | 105.6553 | Catálogo web
BRAND | 25931 | Spare adapter for micro-classic with suction tube, pack of 3 suction tube of SI, l. 500 mm | 1 | 1 | 18.6992 |  | 39.6403 | Catálogo web
BRAND | 25933 | Adapter for capillaries PVC | 1 | 1 | 3.9208 |  | 21.352 | Catálogo web
BRAND | 25950 | cell-culture unit compl. with suction tube and 3 adapters | 1 | 1 | 94.0238 |  | 132.8545 | Catálogo web
BRAND | 25959 | Adapter, PP, for connecting cell-culture™ unit with QuikSip™ BT-Aspirator | 1 | 1 | 12.2148 |  | 31.6158 | Catálogo web
BRAND | 25960 | Adapter for Pasteur pipettes SI/PVC | 1 | 1 | 5.2026 |  | 22.9382 | Catálogo web
BRAND | 25961 | Adapter for pipette tips PP | 1 | 1 | 11.31 |  | 30.4961 | Catálogo web
BRAND | 25962 | Suction tube for cell-culture SI, 2 m | 1 | 1 | 21.3382 |  | 42.906 | Catálogo web
BRAND | 26052 | Macro pip.controller/membrane filt. 3 µm hydrophobic, blist.pack of 1 PP, PTFE | 1 | 1 | 9.802 |  | 28.63 | Catálogo web
BRAND | 26056 | Macro pip.controller/membrane filt. 3 µm hydrophobic, bag of 10 PP, PTFE | 1 | 1 | 73.4396 |  | 107.3815 | Catálogo web
BRAND | 26128 | Macro pip. controller/spare valve system PP / SI | 1 | 1 | 42.1486 |  | 68.6589 | Catálogo web
BRAND | 26146 | Macro pip. controller/adapter total length 44 mm, silicone | 1 | 1 | 6.6352 |  | 24.7111 | Catálogo web
BRAND | 26200 | Macro pip. controller f. pip. 0,1-200 ml grey, w.spare membrane filter (hydroph.) with precision valves for accurate volume control | 1 | 1 | 82.8081 |  | 118.975 | Catálogo web
BRAND | 26201 | Macro pip. controller f. pip. 0,1-200 ml green spare membrane filter hydrophobic with precision valves for accurate volume control | 1 | 1 | 82.8081 |  | 118.975 | Catálogo web
BRAND | 26202 | Macro pip. controller f. pip. 0,1-200 ml blue spare membrane filter hydrophobic with precision valves for accurate volume control | 1 | 1 | 82.8081 |  | 118.975 | Catálogo web
BRAND | 26203 | Macro pip. controller f. pip. 0,1-200 ml magenta spare membrane filt. hydrophobic with precision valves for accurate volume control | 1 | 1 | 82.8081 |  | 118.975 | Catálogo web
BRAND | 26220 | Adadpter support PP macro pip.controller total length 49 mm, PP, grey | 1 | 1 | 6.409 |  | 24.4311 | Catálogo web
BRAND | 26221 | Adadpter support PP macro pip. contr. II total length 49 mm, PP, royal blue | 1 | 1 | 6.409 |  | 24.4311 | Catálogo web
BRAND | 26222 | Adadpter support PP macro pip. contr. II total length 49 mm, PP, magenta | 1 | 1 | 6.409 |  | 24.4311 | Catálogo web
BRAND | 26223 | Adadpter support PP macro pip. contr. II total length 49 mm, PP, green | 1 | 1 | 6.409 |  | 24.4311 | Catálogo web
BRAND | 26225 | Suction bellow f. macro pip. controller silicone, with screw ring, PP, grey | 1 | 1 | 29.2552 |  | 52.7033 | Catálogo web
BRAND | 26226 | Suction bellow macro pip. controller II silicone, w. screw ring, PP, royal blue | 1 | 1 | 29.2552 |  | 52.7033 | Catálogo web
BRAND | 26227 | Suction bellow macro pipette controller silicone, with screw ring, PP, magenta | 1 | 1 | 29.2552 |  | 52.7033 | Catálogo web
BRAND | 26228 | Suction bellow macro pipette controller silicone, with screw ring, PP, green | 1 | 1 | 29.2552 |  | 52.7033 | Catálogo web
BRAND | 26350 | accu-jet® S, anthracite for 0,1 - 200 ml pipettes, gravity-driven delivery and blow-out, variable motor speed, recharge indicator, incl. AC adapter universal (100-240 V; 50/60 Hz), wall support and 2 spare membrane filters 0,2 µm | 1 | 1 | 617.9596 |  | 781.2249 | Catálogo web
BRAND | 26351 | accu-jet® S, berry for 0,1 - 200 ml pipettes, gravity-driven delivery and blow-out, variable motor speed, recharge indicator, incl. AC adapter universal (100-240 V; 50/60 Hz), wall support and 2 spare membrane filters 0,2 µm | 1 | 1 | 617.9596 |  | 781.2249 | Catálogo web
BRAND | 26352 | accu-jet® S, petrol for 0,1 - 200 ml pipettes, gravity-driven delivery and blow-out, variable motor speed, recharge indicator, incl. AC adapter universal (100-240 V; 50/60 Hz), wall support and 2 spare membrane filters 0,2 µm | 1 | 1 | 617.9596 |  | 781.2249 | Catálogo web
BRAND | 26353 | accu-jet® S, amethyst for 0,1 - 200 ml pipettes, gravity-driven delivery and blow-out, variable motor speed, recharge indicator, incl. AC adapter universal (100-240 V; 50/60 Hz), wall support and 2 spare membrane filters 0,2 µm | 1 | 1 | 617.9596 |  | 781.2249 | Catálogo web
BRAND | 26360 | accu-jet® S, anthracite, w/o AC adapter for 0,1 - 200 ml pipettes, gravity-driven delivery and blow-out, variable motor speed, battery control, with wall support and 2 spare membrane filters 0,2 µm | 1 | 1 | 578.6008 |  | 732.5184 | Catálogo web
BRAND | 26361 | accu-jet® S, berry, w/o AC adapter for 0,1 - 200 ml pipettes, gravity-driven delivery and blow-out, variable motor speed, battery control, with wall support and 2 spare membrane filters 0,2 µm | 1 | 1 | 578.6008 |  | 732.5184 | Catálogo web
BRAND | 26362 | accu-jet® S, petrol, w/o AC adapter for 0,1 - 200 ml pipettes, gravity-driven delivery and blow-out, variable motor speed, battery control, with wall support and 2 spare membrane filters 0,2 µm | 1 | 1 | 578.6008 |  | 732.5184 | Catálogo web
BRAND | 26363 | accu-jet® S, amethyst, w/o AC adapter for 0,1 - 200 ml pipettes, gravity-driven delivery and blow-out, variable motor speed, battery control, with wall support and 2 spare membrane filters 0,2 µm | 1 | 1 | 578.6008 |  | 732.5184 | Catálogo web
BRAND | 26508 | Silicone adapter f.accu-jet/accu-jet pro + accu-jet® S with non-return valve | 1 | 1 | 22.8462 |  | 44.7722 | Catálogo web
BRAND | 26530 | Membrane filter 0,2 µm f. accu-jet pro/S ETO-sterile, 1 pc. in blister pack | 1 | 1 | 10.6314 |  | 29.6564 | Catálogo web
BRAND | 26535 | Membrane filter 0,2 µm for accu-jet pro/S PE-bag of 10 pcs. | 1 | 1 | 82.7892 |  | 118.9516 | Catálogo web
BRAND | 26539 | Wall support for accu-jet S white | 1 | 1 | 28.3504 |  | 51.5836 | Catálogo web
BRAND | 26540 | Wall support for accu-jet pro grey | 1 | 1 | 28.3504 |  | 51.5836 | Catálogo web
BRAND | 26542 | Snap tape for wall support, accu-jet pro 12 X 65 mm, 2 sets | 1 | 1 | 11.4608 |  | 30.6827 | Catálogo web
BRAND | 26547 | Snap tapes for wall support accu-jet S 12 x 30 mm, 3 sets | 1 | 1 | 17.0404 |  | 37.5875 | Catálogo web
BRAND | 26601 | AC adapter accu-jet® pro pip. controller Europe 100-240 V; 50/60 Hz | 1 | 1 | 61.6018 |  | 92.7322 | Catálogo web
BRAND | 26602 | AC adapter accu-jet® pro pip. controller UK/Ireland 230/V/50-60 Hz | 1 | 1 | 61.6018 |  | 92.7322 | Catálogo web
BRAND | 26603 | AC adapter accu-jet® pro pip. controller USA 120 V/50-60 Hz | 1 | 1 | 61.6018 |  | 92.7322 | Catálogo web
BRAND | 26604 | AC adapter accu-jet® pro pip. controller Japan 100/V/50 Hz | 1 | 1 | 61.6018 |  | 92.7322 | Catálogo web
BRAND | 26605 | AC adapter accu-jet® pro pip. controller Australia 240/V/50 Hz | 1 | 1 | 61.6018 |  | 92.7322 | Catálogo web
BRAND | 26606 | AC adapter universal accu-jet S incl. country adapter | 1 | 1 | 61.6018 |  | 92.7322 | Catálogo web
BRAND | 26630 | Nickel-metal hydride battery for accu-jet pro + accu-jet® S | 1 | 1 | 26.4654 |  | 49.2509 | Catálogo web
BRAND | 26652 | Adapter support, PP, for accu-jet pro dark blue | 1 | 1 | 13.6474 |  | 33.3887 | Catálogo web
BRAND | 26653 | Adapter support, PP, for accu-jet pro magenta | 1 | 1 | 13.6474 |  | 33.3887 | Catálogo web
BRAND | 26654 | Adapter support, PP, for accu-jet pro green | 1 | 1 | 13.6474 |  | 33.3887 | Catálogo web
BRAND | 26655 | Adapter support, PP, for accu-jet pro royal blue | 1 | 1 | 13.6474 |  | 33.3887 | Catálogo web
BRAND | 26658 | Adapter housing for accu-jet S white | 1 | 1 | 13.6474 |  | 33.3887 | Catálogo web
BRAND | 26780 | Upper housing shell anthracite for accu-jet® S | 1 | 1 | 53.4586 |  | 82.655 | Catálogo web
BRAND | 26781 | Upper housing shell amethyst for accu-jet® S | 1 | 1 | 53.4586 |  | 82.655 | Catálogo web
BRAND | 26782 | Upper housing shell berry for accu-jet® S | 1 | 1 | 53.4586 |  | 82.655 | Catálogo web
BRAND | 26783 | Upper housing shell petrol for accu-jet® S | 1 | 1 | 53.4586 |  | 82.655 | Catálogo web
BRAND | 701807 | Transferpettor Digital type 2,5 - 10 µl, with glass capillaries pipette with directly displacing piston A% <= +/- 3,0 CV% <= 0,8 | 1 | 1 | 502.8614 |  | 638.791 | Catálogo web
BRAND | 701812 | Transferpettor Digital type 5 - 25 µl, with glass capillaries pipette with directly displacing piston, A% <= +/- 2,4 CV% <= 0,5 | 1 | 1 | 502.8614 |  | 638.791 | Catálogo web
BRAND | 701817 | Transferpettor Digital type 10 - 50 µl, with glass capillaries pipette with directly displacing piston A% <= +/- 1,8 CV% <= 0,4 | 1 | 1 | 502.8614 |  | 638.791 | Catálogo web
BRAND | 701822 | Transferpettor Digital type 20 - 100 µl, with glass capillaries pipette with directly displacing piston A% <= +/- 1,5 CV% <= 0,4 | 1 | 1 | 502.8614 |  | 638.791 | Catálogo web
BRAND | 701842 | Transferpettor Fix type 1 µl, with glass capillaries pipette with directly displacing piston, A% <= +/- 12,0 CV% <= 4,0 | 1 | 1 | 289.3664 |  | 374.5909 | Catálogo web
BRAND | 701844 | Transferpettor Fix type 2 µl, with glass capillaries pipette with directly displacing piston A% <= +/- 7,5 CV% <= 2,0 | 1 | 1 | 289.3664 |  | 374.5909 | Catálogo web
BRAND | 701853 | Transferpettor Fix type 5 µl, with glass capillaries pipette with directly displacing piston, A% <= +/- 3,0 CV% <= 0,8 | 1 | 1 | 289.3664 |  | 374.5909 | Catálogo web
BRAND | 701858 | Transferpettor Fix type 10 µl, with glass capillaries pipette with directly displacing piston, A% <= +/- 3,0 CV% <= 0,8 | 1 | 1 | 289.3664 |  | 374.5909 | Catálogo web
BRAND | 701863 | Transferpettor Fix type 20 µl, with glass capillaries pipette with directly displacing piston, A% <= +/- 2,4 CV% <= 0,5 | 1 | 1 | 289.3664 |  | 374.5909 | Catálogo web
BRAND | 701864 | Transferpettor Fix type 25 µl, with glass capillaries pipette with directly displacing piston A% <= +/- 2,4 CV% <= 0,4 | 1 | 1 | 289.3664 |  | 374.5909 | Catálogo web
BRAND | 701868 | Transferpettor Fix type 50 µl, with glass capillaries pipette with directly displacing piston A% <= +/- 1,8 CV% <= 0,4 | 1 | 1 | 289.3664 |  | 374.5909 | Catálogo web
BRAND | 701873 | Transferpettor Fix type 100 µl, with glass capillaries pipette with directly displacing piston A% <= +/- 1,5 CV% <= 0,4 | 1 | 1 | 289.3664 |  | 374.5909 | Catálogo web
BRAND | 701878 | TRANSFERPETTOR, Fix type 200 µl, with glass capillaries pipette with directly displacing piston A% <= +/- 1,5 CV% <= 0,2 | 1 | 1 | 289.3664 |  | 374.5909 | Catálogo web
BRAND | 701900 | Transferpettor-Caps 1/2/5 µl, white, with colour code | 100 | 100 | 50.2918 |  | 78.7361 | Catálogo web
BRAND | 701902 | TRANSFERPETTOR caps 10 µl orange glass cap. w. colour code | 100 | 100 | 50.2918 |  | 78.7361 | Catálogo web
BRAND | 701904 | Transferpettor caps, DE-M 20 µl black glass cap. with colour code | 100 | 100 | 50.2918 |  | 78.7361 | Catálogo web
BRAND | 701906 | Transferpettor Caps 25 µl 2xwhite glass cap. w. colour code | 100 | 100 | 50.2918 |  | 78.7361 | Catálogo web
BRAND | 701908 | Transferpettor Caps 50 µl green glass cap. with colour code | 100 | 100 | 50.2918 |  | 78.7361 | Catálogo web
BRAND | 701910 | Caps for Transferpettor 100+200 µl blue glass capill. color code | 100 | 50 | 50.2918 |  | 78.7361 | Catálogo web
BRAND | 701920 | Seals PTFE f. Transferpettor for 20/25 µl, 3 pcs./box, price per box | 1 | 1 | 25.4852 |  | 48.0379 | Catálogo web
BRAND | 701922 | Seals PTFE f. Transferpettor for 50 µl, 3 pcs./box, price per box | 1 | 1 | 25.4852 |  | 48.0379 | Catálogo web
BRAND | 701924 | Seals PTFE f. Transferpettor for 100/200 µl 3 pcs./box, price per box | 1 | 1 | 25.4852 |  | 48.0379 | Catálogo web
BRAND | 701928 | Piston rod for Transferpettor for Fix type 1/2/5 µl, 3 pcs./box price per box, stainless steel | 1 | 1 | 44.4106 |  | 71.4581 | Catálogo web
BRAND | 701930 | Piston rod for Transferpettor for Fix+Dig. type 10 µl, 3 pcs./box price per box, stainless steel | 1 | 1 | 44.4106 |  | 71.4581 | Catálogo web
BRAND | 701932 | Piston rod f. Transferpettor f.Fix type 20 µl/Dig.type 25 µl st.steel 3 pcs./box, price per box | 1 | 1 | 50.0656 |  | 78.4562 | Catálogo web
BRAND | 701934 | Piston rod f. Transferpettor for Fix+Dig. type 50 µl, stainl.steel 3 pcs./box, price per box | 1 | 1 | 50.0656 |  | 78.4562 | Catálogo web
BRAND | 701936 | Piston rod f. Transferpettor for Fix+Dig. type 100 µl, stainl.steel 3 pcs./box, price per box | 1 | 1 | 50.0656 |  | 78.4562 | Catálogo web
BRAND | 701938 | Piston rod f. Transferpettor for Fix type 200 µl, stainl.steel 3 pcs./box, price per box | 1 | 1 | 50.0656 |  | 78.4562 | Catálogo web
BRAND | 701960 | TRANSFERPETTOR station for 4 instruments up to 200 µl | 1 | 1 | 316.9816 |  | 408.7647 | Catálogo web
BRAND | 701964 | Repair set für Transferpettor for 1/2/5 µl | 1 | 1 | 45.24 |  | 72.4845 | Catálogo web
BRAND | 701965 | Repair set for Transferpettor for 10 µl | 1 | 1 | 45.24 |  | 72.4845 | Catálogo web
BRAND | 701966 | Repair set f. Transferpettor for 20/25 µl | 1 | 1 | 50.8196 |  | 79.3893 | Catálogo web
BRAND | 701967 | Repair set f. Transferpettor for 50 µl | 1 | 1 | 50.8196 |  | 79.3893 | Catálogo web
BRAND | 701968 | Repair set f. Transferpettor for 100/200 µl | 1 | 1 | 50.8196 |  | 79.3893 | Catálogo web
BRAND | 702398 | Adapter for PD-tips 25 and 50 ml PP CERTIFIED LIFE SCIENCE QUALITY pack of 10 pcs. price per pack | 1 | 1 | 24.9385 |  | 47.3615 | Catálogo web
BRAND | 702399 | Adapter for PD-tips 25 and 50 ml PP sterile, BIO-CERT® LIQUID HANDLING QUALITY, pack of 5 - price/pc. | 1 | 5 | 5.3723 |  | 23.1482 | Catálogo web
BRAND | 702595 | Pip. tips bulk PP 0,5- 5 ml colorless, 1 bag/ 200 pcs. CERTIFIED LIFE SCIENCE QUALITY | 1000 | 200 | 144.6549 |  | 195.5104 | Catálogo web
BRAND | 702600 | Pip. tips bulk PP 0,5- 5 ml colorless 5 bags/ 200 pcs. CERTIFIED LIFE SCIENCE QUALITY | 1000 | 1000 | 132.5344 |  | 180.5113 | Catálogo web
BRAND | 702603 | Pipette tips bulk PP 1- 10 ml colorless 2 bags of 100 pcs. CERTIFIED LIFE SCIENCE QUALITY | 1000 | 200 | 270.5918 |  | 351.3573 | Catálogo web
BRAND | 702604 | Pip. tips bulk PP 1- 10 ml colorless 10 bags of 100 pc. CERTIFIED LIFE SCIENCE QUALITY | 1000 | 1000 | 257.4533 |  | 335.0985 | Catálogo web
BRAND | 702605 | Pipette tips Tip-Box, PP round 0,5-5 ml neutral filled pack of 28 tips with lid and intermediate plate CERTIFIED LIFE SCIENCE QUALITY | 1 | 1 | 51.1401 |  | 79.7858 | Catálogo web
BRAND | 702608 | TipBox, PP, round 1-10 ml, clear, filled, pack of 18 tips with lid and intermediate plate CERTIFIED LIFE SCIENCE QUALITY | 1 | 1 | 66.0692 |  | 98.2607 | Catálogo web
BRAND | 702804 | Transferpettor Digital type DE-M 100 - 500 µl, with cap made of PP pipette with directly displacing piston, A% <= +/- 0,5, CV% <= 0,2 | 1 | 1 | 502.8614 |  | 638.791 | Catálogo web
BRAND | 702806 | TRANSFERPETTOR Digital type DE-M 200 - 1000 µl, with cap made of PP pipette with directly displacing piston A% <= +/- 0,5, CV% <= 0,2 | 1 | 1 | 502.8614 |  | 638.791 | Catálogo web
BRAND | 702810 | TRANSFERPETTOR Digital type DE-M 1,0 - 5,0 ml, with cap made of PP pipette with directly displacing piston A% <= +/- 0,5, CV% <= 0,2 | 1 | 1 | 502.8614 |  | 638.791 | Catálogo web
BRAND | 702812 | Transferpettor Digital type DE-M 2,0 - 10,0 ml, with caps made of PP pipette with directly displacing piston A% <= +/- 0,5, CV% <= 0,2 | 1 | 1 | 502.8614 |  | 638.791 | Catálogo web
BRAND | 702852 | Transferpettor-caps, PP for 100 - 500 µl, colour code green | 1 | 10 | 4.147 |  | 21.6319 | Catálogo web
BRAND | 702854 | Transferpettor-caps, PP for 200 - 1000 µl, colour code yellow | 1 | 10 | 4.147 |  | 21.6319 | Catálogo web
BRAND | 702858 | Transferpettor-caps PP for 1,0 - 5,0 ml colour code red | 1 | 10 | 4.147 |  | 21.6319 | Catálogo web
BRAND | 702860 | Transferpettor-caps, PP for 2,0 - 10,0 ml colour code orange | 1 | 10 | 4.147 |  | 21.6319 | Catálogo web
BRAND | 702864 | Seals, PE, for Transferpettor for 100 - 500 µl (10 pcs.) | 1 | 1 | 31.8942 |  | 55.9691 | Catálogo web
BRAND | 702866 | Seals, PE, for Transferpettor for 200 - 1000 µl (10 pcs.) | 1 | 1 | 31.8942 |  | 55.9691 | Catálogo web
BRAND | 702870 | Seals, PE, for Transferpettor for 1,0 - 5,0 ml (10 pcs.) | 1 | 1 | 31.8942 |  | 55.9691 | Catálogo web
BRAND | 702872 | Seals, PE, for Transferpettor for 2,0 - 10,0 ml (10 pcs.) | 1 | 1 | 31.8942 |  | 55.9691 | Catálogo web
BRAND | 702883 | Combi-pack Caps + Seal f. Transferpettor for 100-500 µl, color-code green, 1 pack = 1 combi-pack, consisting of 2 caps, PP + 1 seal, PE | 1 | 1 | 12.064 |  | 31.4292 | Catálogo web
BRAND | 702884 | Combi pack Caps + Seal f. Transferpettor f.200-1000 µl, color-code yellow 1 pack = 1 combi pack, consisting of 2 caps, PP + 1 seal, PE | 1 | 1 | 12.064 |  | 31.4292 | Catálogo web
BRAND | 702885 | Combi-pack Caps + Seal f. Transferpettor for 1,0-5,0 ml, color-code red, 1 pack = 1 combi-pack, consisting of 2 caps, PP + 1 seal, PE | 1 | 1 | 12.064 |  | 31.4292 | Catálogo web
BRAND | 702886 | Combi-pack Caps + Seal f. Transferpettor f. 2,0-10,0 ml color-code orange 1 p. = 1 combi-pack, consisting of 2 caps, PP + 1 seal, PE | 1 | 1 | 12.064 |  | 31.4292 | Catálogo web
BRAND | 702890 | Transferpettor station for 2 instruments 0,5-10 ml a. accessory | 1 | 1 | 208.5564 |  | 274.5885 | Catálogo web
BRAND | 703247 | Lower part of pipette shaft for TFP Dig. 500 - 5000 µl | 1 | 1 | 17.4174 |  | 38.054 | Catálogo web
BRAND | 703340 | Sealing for Transferpettes® -8/12 0,5 - 10 µl, pack of 3 | 1 | 1 | 10.7068 |  | 29.7497 | Catálogo web
BRAND | 703341 | Sealing f. Transferpette -8/12+-8/12 el. 1 - 20 µl, pack of 3 | 1 | 1 | 10.7068 |  | 29.7497 | Catálogo web
BRAND | 703343 | Sealing TFP-8/12+S-8/12+Liquid Handl.St. 5 - 50 µl, pack of 3 | 1 | 1 | 10.7822 |  | 29.843 | Catálogo web
BRAND | 703344 | Sealing for Transferpettes® -8/12 5 - 100 µl, pack of 3 | 1 | 1 | 10.7068 |  | 29.7497 | Catálogo web
BRAND | 703345 | Sealing for Transferpettes -8/12 10 - 200 µl, pack of 3 | 1 | 1 | 10.7068 |  | 29.7497 | Catálogo web
BRAND | 703346 | Seal TFP-8/12 + Liquid Handling St. 15 - 300 µl, pack of 3 | 1 | 1 | 10.7822 |  | 29.843 | Catálogo web
BRAND | 703380 | O-rings f.Transferpette® -8/12 S+electr. grey color code, set of 24 | 1 | 1 | 39.585 |  | 65.4864 | Catálogo web
BRAND | 703409 | Reagent reservoir PP f.multichannel pip. 60 ml, sterile, without lid, pack of 200 translucent, autoclavable, CERTIFIED LIFE SCIENCE QUALITY, bag of 5, carton of 200 | 1 | 1 | 226.954 |  | 297.3556 | Catálogo web
BRAND | 703411 | Reagent reservoir PP f.multichannel pip. 60 ml ster.w/o lid 100 pcs.single wrapp. translucent, autoclavable, CERTIFIED LIFE SCIENCE QUALITY, bag of 1, carton of 100 | 1 | 1 | 282.5238 |  | 366.1232 | Catálogo web
BRAND | 703440 | Bench-top stand (for 1 instrument) Transferpette® S 8/12 a. electronic 8/12 up to 300 µl | 1 | 1 | 40.2636 |  | 66.3262 | Catálogo web
BRAND | 703459 | Reagent reservoir f.Transferpettes®-8/12 60 ml w. lid, PP, pack of 10 reservoirs translucent lid, resistant to steam sterilisation (121°C), CERTIFIED LIFE SCIENCE QUALITY | 1 | 1 | 32.799 |  | 57.0888 | Catálogo web
BRAND | 703675 | Grease for pistons, 1 g for Transferpette®-8/12 el. 1250 µl | 1 | 1 | 17.8698 |  | 38.6139 | Catálogo web
BRAND | 703677 | Silicone grease for pistons, approx. 1 g f.Transferp. 2,5,10 ml, Transferp.S 8/12 a. electronic 8/12 up to 300 µl | 1 | 1 | 17.5682 |  | 38.2406 | Catálogo web
BRAND | 703678 | Fluorstatic grease for guiding axis for TFP -8/12 all types | 1 | 1 | 4.5994 |  | 22.1918 | Catálogo web
BRAND | 703970 | Pipette leak testing unit Germ/Eng/Span incl. AC adapter 100-240 V/50-60 Hz | 1 | 1 | 2141.36 |  | 2666.433 | Catálogo web
BRAND | 703975 | Pipette adapter for PLT unit single-channel, for testing with tips | 1 | 1 | 57.9826 |  | 88.2535 | Catálogo web
BRAND | 703976 | Pipette adapter for PLT unit single-channel, f. testing without tips | 1 | 1 | 57.9826 |  | 88.2535 | Catálogo web
BRAND | 703977 | 4-Channel pipette adapter for PLT unit for testing multi-channel pipettes incl. 4 blind plugs, pack of 1 | 1 | 1 | 187.1428 |  | 248.0892 | Catálogo web
BRAND | 703978 | Filter PE + stopper for pipette adapter PLT-unit pack of 10 + 1 pcs. | 1 | 1 | 10.1036 |  | 29.0032 | Catálogo web
BRAND | 703979 | AC adapter universal for PLT unit incl. country adapter Input: AC 100-240 V; 50/60 Hz | 1 | 1 | 90.7816 |  | 128.8422 | Catálogo web
BRAND | 703980 | Software for PLT unit PLTconnect | 1 | 1 | 212.4772 |  | 279.4405 | Catálogo web
BRAND | 704002 | Thread.bottle amber Ethyl-Acrylate coat. 100 ml thread 32 screw cap PP temp.80°C soda-lime-glass, amber glass, max. temp. 80°C | 1 | 1 | 15.6078 |  | 35.8147 | Catálogo web
BRAND | 704004 | Thread.bottle amber Ethyl-Acrylate coat. 250 ml, thread 32, with screw cap, PP soda-lime glass, amber glass, max. temp. 80°C | 1 | 1 | 20.6596 |  | 42.0663 | Catálogo web
BRAND | 704006 | Thread.bottle amber Ethyl-Acrylate coat. 500 ml, thread 32, with screw cap, PP soda-lime-glass, amber glass, max. temp. 80°C | 1 | 1 | 21.5644 |  | 43.1859 | Catálogo web
BRAND | 704008 | Thread.bottle amber Ethyl-Acrylate coat. 1000 ml, tread 45, with screw cap, PP soda-lime-glass, amber glass, max. temp. 80°C | 1 | 1 | 26.0884 |  | 48.7844 | Catálogo web
BRAND | 704010 | Thread.bottle amber Ethyl-Acrylate coat. 2500 ml, thread 45, with screw cap, PP soda-lime-glass, amber glass, max. temp. 80°C | 1 | 1 | 47.8036 |  | 75.657 | Catálogo web
BRAND | 704012 | Threaded bottle, amber, without coating 100 ml, thread 32, with screw cap, PP soda-lime-glass, amber glass | 1 | 1 | 8.2186 |  | 26.6705 | Catálogo web
BRAND | 704014 | Threaded bottle, amber, without coating 250 ml, thread 32, with screw cap, PP soda-lime glass, amber glass | 1 | 1 | 10.1036 |  | 29.0032 | Catálogo web
BRAND | 704016 | Threaded bottle, amber, without coating 500 ml, thread 32, with screw cap, PP soda-lime-glass, amber glass | 1 | 1 | 10.556 |  | 29.5631 | Catálogo web
BRAND | 704018 | Threaded bottle, amber, without coating 1000 ml, thread 45, with screw cap, PP soda-lime-glass, amber glass | 1 | 1 | 12.441 |  | 31.8957 | Catálogo web
BRAND | 704020 | Threaded bottle, amber, without coating 2500 ml, thread 45, with screw cap, PP soda-lime-glass, amber glass | 1 | 1 | 26.9178 |  | 49.8108 | Catálogo web
BRAND | 704024 | Spare screw cap PP GL 32 blue, with sealing cone | 1 | 1 | 4.9764 |  | 22.6583 | Catálogo web
BRAND | 704025 | Spare screw cap PP GL 45 blue, with sealing cone | 1 | 1 | 4.9764 |  | 22.6583 | Catálogo web
BRAND | 704209 | Filling tube, FEP, for Dispensette for 0,5, 1, 2, 5, 10 ml, l. 1,5 m outer dia. 6 mm | 1 | 1 | 37.4738 |  | 62.8738 | Catálogo web
BRAND | 704210 | Filling tube, FEP, for Dispensette® for 25, 50, 100 ml, l. 1,5 m outer dia. 7,6 mm | 1 | 1 | 51.4982 |  | 80.229 | Catálogo web
BRAND | 704261 | Remote disp. system f. Dispensette standard supply (without Dispensette) suitable for drums with 3/4" inner thread | 1 | 1 | 407.7632 |  | 521.107 | Catálogo web
BRAND | 704267 | Fill. tube FEP f. remote disp.syst.Disp. 10 m, inner dia. 5,5 mm, out.dia. 7,6 mm | 1 | 1 | 209.612 |  | 275.8948 | Catálogo web
BRAND | 704268 | Support rod conn. f. wall mounting unit f.remote disp.syst.Disp. stainless steel | 1 | 1 | 65.7488 |  | 97.8641 | Catálogo web
BRAND | 704269 | Fill. tube FEP f. remote disp.syst.Disp. 1 m, out.dia. 6,9 mm | 1 | 1 | 23.751 |  | 45.8919 | Catálogo web
BRAND | 704270 | Thread adapter f. remote disp.syst.Disp. stainless steel, outer dia. 2" | 1 | 1 | 109.9332 |  | 152.5423 | Catálogo web
BRAND | 704272 | Table/shelf clamp f. wall mounting unit for remote dispensing system Dispensette | 1 | 1 | 28.5766 |  | 51.8635 | Catálogo web
BRAND | 704275 | Bottle stand PP Dispensette + Titrette support rod 325 mm base pl.220x160 mm pack of 1 | 1 | 1 | 275.4362 |  | 357.3523 | Catálogo web
BRAND | 704281 | Thread adapter f. remote disp.syst.Disp. PTFE, outer thread 3/4", outer th.GL 32 | 1 | 1 | 59.189 |  | 89.7464 | Catálogo web
BRAND | 704282 | Thread adapter f. remote disp.syst.Disp. PTFE, inner thread 3/4", GL 32 | 1 | 1 | 75.1738 |  | 109.5276 | Catálogo web
BRAND | 704322 | Thread adapter Disp./Titrette/seripettor PP out.thread GL 32 f.bottle thr. GL 22 | 1 | 1 | 10.7068 |  | 29.7497 | Catálogo web
BRAND | 704325 | Thread adapter Disp./Titrette/seripettor PP out. thr. GL 32, bottle thr. GL 24-25 | 1 | 1 | 9.9528 |  | 28.8166 | Catálogo web
BRAND | 704328 | Thread adapter Disp./Titrette/seripettor PP, out.thread GL 32, f.bottle thr.GL 28 | 1 | 1 | 9.9528 |  | 28.8166 | Catálogo web
BRAND | 704330 | Thread adapter Disp./Titrette/seripettor PP out.thr.32 mm f.bottle thread A 30 mm | 1 | 1 | 12.9688 |  | 32.5489 | Catálogo web
BRAND | 704338 | Thread adapter Disp./Titrette/seripettor PP out.thread GL 32 f.bottle thr. GL 38 PP | 1 | 1 | 14.4014 |  | 34.3217 | Catálogo web
BRAND | 704340 | Thread adapter Disp./Titrette/seripettor PP out.thread 32 mm f.bottle thr.S 40 mm | 1 | 1 | 15.2308 |  | 35.3481 | Catálogo web
BRAND | 704343 | Thread adapter Disp./Titrette/seripettor PP, out.thr. GL 45, f.bottle thr. S 40 | 1 | 1 | 15.2308 |  | 35.3481 | Catálogo web
BRAND | 704345 | Thread adapter Disp./Titrette/seripettor PP out.thr. GL 32, f.bottle thread GL 45 | 1 | 1 | 15.6832 |  | 35.908 | Catálogo web
BRAND | 704348 | Thread adapter Disp./Titrette/seripettor PE, out.thr. S 40, f.bottle thread S 60 | 1 | 1 | 44.0336 |  | 70.9916 | Catálogo web
BRAND | 704350 | Thread adapter for Dispensette S PP, GL 45/S 50 | 1 | 1 | 37.6246 |  | 63.0604 | Catálogo web
BRAND | 704375 | Thread adapter Disp./Titrette/seripettor ETFE out.thr. GL 32 bottle thr.GL 24-25 | 1 | 1 | 22.4692 |  | 44.3056 | Catálogo web
BRAND | 704378 | Thread adapter f. Disp./Titr./seripettor ETFE out.thr. GL 32 f.bottle thr.GL/S 28 | 1 | 1 | 22.4692 |  | 44.3056 | Catálogo web
BRAND | 704388 | Thread adapter Disp./Titrette/seripettor ETFE out.thr.GL 32 f.bottle thread GL 38 | 1 | 1 | 27.2948 |  | 50.2773 | Catálogo web
BRAND | 704390 | Thread adapter Disp./Titrette/seripettor ETFE out.thr. GL 32 f.bottle thread S 40 | 1 | 1 | 29.2552 |  | 52.7033 | Catálogo web
BRAND | 704391 | Thread adapter Disp./Titrette/seripettor PTFE out.thr.GL 45 f.bottle thread S 40 | 1 | 1 | 34.307 |  | 58.9549 | Catálogo web
BRAND | 704395 | Thread adapter Disp./Titrette/seripettor ETFE out.thr GL 32 f.bottle thread GL 45 | 1 | 1 | 34.684 |  | 59.4214 | Catálogo web
BRAND | 704396 | Thread adapter Disp./Titrette/seripettor PP out.thread GL 45 bottle thr. GL 32-33 | 1 | 1 | 15.9094 |  | 36.1879 | Catálogo web
BRAND | 704397 | Thread adapter Disp./Titrette/seripettor PP out.thread GL 45 f.bottle thr. GL 38 | 1 | 1 | 15.9094 |  | 36.1879 | Catálogo web
BRAND | 704398 | Thread adapter Disp./Titrette/seripettor ETFE out.thr. GL 45 bottle thr. GL 32-33 | 1 | 1 | 30.7632 |  | 54.5695 | Catálogo web
BRAND | 704399 | Thread adapter f. Disp. and Dig.Bur.ETFE A 45/38 | 1 | 1 | 30.9894 |  | 54.8494 | Catálogo web
BRAND | 704419 | Thread adapter Disp./Titrette/seripettor PP, NS 19/26 | 1 | 1 | 17.0404 |  | 37.5875 | Catálogo web
BRAND | 704424 | Thread adapter Disp./Titrette/seripettor PP, NS 24/29 | 1 | 1 | 18.3976 |  | 39.267 | Catálogo web
BRAND | 704429 | Thread adapter Disp./Titrette/seripettor PP, NS 29/32 | 1 | 1 | 18.9254 |  | 39.9202 | Catálogo web
BRAND | 704430 | Thread adapter Disp./Titrette/seripettor PP, out.thr. GL 45, f.bottle thread S 54 | 1 | 1 | 37.323 |  | 62.6872 | Catálogo web
BRAND | 704431 | Thread adapter Disp./Titrette/seripettor PP outer thr. GL 45 f. bottle thr. GL 35 | 1 | 1 | 16.4372 |  | 36.841 | Catálogo web
BRAND | 704486 | Seal - valve block, PTFE for highly volatile reagents Disp. 1 p. | 1 | 1 | 21.489 |  | 43.0926 | Catálogo web
BRAND | 704492 | Air vent cap for Disp. S, S Org. PP, sliver-grey | 1 | 1 | 15.2308 |  | 35.3481 | Catálogo web
BRAND | 704493 | Air vent cap for Dispensette S TA PP, natural-colored | 1 | 1 | 13.0442 |  | 32.6422 | Catálogo web
BRAND | 704495 | Air vent cap f. micro filter w.Luer cone PP, for Dispensette® suitable for the most used microfilter units, with filling valve housing, incl. PTFE sealing ring for the valve block | 1 | 1 | 23.0724 |  | 45.0521 | Catálogo web
BRAND | 704500 | Disp.cartr. seripettor/serip.pro/QuikSip 0,2 - 2 ml, PE/PP, 3 pcs. in a bag | 1 | 1 | 37.4361 |  | 62.8272 | Catálogo web
BRAND | 704502 | Disp.cartr. seripettor/serip.pro/QuikSip 1 - 10 ml, 3 pcs. in a bag | 1 | 1 | 37.4361 |  | 62.8272 | Catálogo web
BRAND | 704504 | Disp.cartr.seripettor/serip.pro/QuikSip 2,5 - 25 ml, 3 pcs. in a bag | 1 | 1 | 54.9289 |  | 84.4745 | Catálogo web
BRAND | 704506 | Disp.cartr.seripettor/serip.pro/QuikSip 10 ml, sterile, pack of 7 | 1 | 1 | 112.4214 |  | 155.6215 | Catálogo web
BRAND | 704507 | Disp.cartr.seripettor/serip.pro/QuikSip 2 ml, sterile, PE/PP, pack of 7 | 1 | 1 | 112.4214 |  | 155.6215 | Catálogo web
BRAND | 704508 | Disp.cartr. seripettor/serip.pro/QuikSip 25 ml, sterile, pack of 5 | 1 | 1 | 117.624 |  | 162.0597 | Catálogo web
BRAND | 704518 | Discharge tube for seripettor® for 0,2 - 2 ml, fine tip | 1 | 1 | 34.5332 |  | 59.2348 | Catálogo web
BRAND | 704520 | Discharge tube for seripettor® for 1 - 10 ml and 2,5 - 25 ml | 1 | 1 | 34.5332 |  | 59.2348 | Catálogo web
BRAND | 704522 | Discharge tube seripettor/seripettor pro f. 2 + 10 ml, PTFE tube flexible, coiled l. 800 mm, with safety handle | 1 | 1 | 128.3308 |  | 175.3094 | Catálogo web
BRAND | 704523 | Discharge tube seripettor/seripettor pro for 25 ml, PTFE tube, flexible, coiled l. 800 mm, with safety handle | 1 | 1 | 137.0772 |  | 186.133 | Catálogo web
BRAND | 704526 | 8-channel manifold, PP, for QuikSip BT-Aspirator, autoclavable | 1 | 1 | 17.6436 |  | 38.334 | Catálogo web
BRAND | 704532 | Filling tube, PP, for seripettor 250 mm, pack of 2 pcs. | 1 | 1 | 8.3694 |  | 26.8571 | Catálogo web
BRAND | 704534 | Filling tube, PP, for seripettor 500 mm, pack of 2 pcs. | 1 | 1 | 11.5362 |  | 30.776 | Catálogo web
BRAND | 704536 | Filling tube, PP, for seripettor f. sterile applications l. 250 mm O-ring autoclavable | 1 | 1 | 9.802 |  | 28.63 | Catálogo web
BRAND | 704538 | Filling tube, PP, for seripettor f. sterile applications l. 500 mm O-ring autoclavable | 1 | 1 | 13.7228 |  | 33.482 | Catálogo web
BRAND | 704541 | Pump assembly for seripettor® 2 ml, PC, spring steel lifting spring | 1 | 1 | 87.464 |  | 124.7367 | Catálogo web
BRAND | 704542 | Pump assembly for seripettor® 10 ml, PC, spring steel lifting spring | 1 | 1 | 87.464 |  | 124.7367 | Catálogo web
BRAND | 704544 | Pump assembly for seripettor® 25 ml, PC, spring steel lifting spring | 1 | 1 | 109.33 |  | 151.7959 | Catálogo web
BRAND | 704548 | Pump assembly for seripettor® pro 10 ml, PPO/PEI, with Hastalloy spring | 1 | 1 | 178.7734 |  | 237.7321 | Catálogo web
BRAND | 704549 | Pump assembly for seripettor® pro 25 ml, PPO/PEI, with Hastalloy spring | 1 | 1 | 229.3668 |  | 300.3414 | Catálogo web
BRAND | 704551 | Pump assembly for seripettor® pro 2 ml, PPO/PEI, with Hastaloy spring | 1 | 1 | 178.7734 |  | 237.7321 | Catálogo web
BRAND | 704552 | seripettor cap, PP for 2 + 10 ml, cap for valve block autoclavable | 1 | 1 | 31.5172 |  | 55.5025 | Catálogo web
BRAND | 704554 | seripettor cap, PP for 25 ml, cap for valve block autoclavable | 1 | 1 | 31.5172 |  | 55.5025 | Catálogo web
BRAND | 704570 | Pump assembly for QuikSip BT-Aspirator | 1 | 1 | 109.33 |  | 151.7959 | Catálogo web
BRAND | 704575 | Filling tube for QuikSip BT-Aspirator PP, with filling valve of PP/EPDM pack of 1 | 1 | 1 | 43.4304 |  | 70.2451 | Catálogo web
BRAND | 704580 | Discharge tube for QuikSip BT-Aspirator PP/EPDM, with sealing of EPDM pack of 1 | 1 | 1 | 33.2514 |  | 57.6486 | Catálogo web
BRAND | 704600 | Piston unit Transferpette® S Digital 0,1 - 1 µl | 1 | 1 | 50.0656 |  | 78.4562 | Catálogo web
BRAND | 704601 | Piston unit Transferpette® S Fix type 10 µl and Dig. 0,5 - 10 µl | 1 | 1 | 41.2438 |  | 67.5392 | Catálogo web
BRAND | 704602 | Piston unit Transferpette® S Fix type 20 µl and Digital 2 - 20 µl | 1 | 1 | 29.6322 |  | 53.1698 | Catálogo web
BRAND | 704603 | Set Piston unit + spring seal TFP S Fix type 50 + 100 µl and Var. 10-100 µl | 1 | 1 | 29.6322 |  | 53.1698 | Catálogo web
BRAND | 704606 | Piston unit Transferpette® S Digital 500 - 5000 µl | 1 | 1 | 56.2484 |  | 86.1074 | Catálogo web
BRAND | 704607 | Piston unit Transferpette® S adjustable 1000 - 10000 µl | 1 | 1 | 56.2484 |  | 86.1074 | Catálogo web
BRAND | 704608 | Piston unit Transferpette® S Fix 25 µl | 1 | 1 | 56.2484 |  | 86.1074 | Catálogo web
BRAND | 704610 | Spring seal Transferpette® S Typ Fix 20 µl u. Digital 2 - 20 µl | 1 | 1 | 17.342 |  | 37.9607 | Catálogo web
BRAND | 704614 | Spring seal Transferpette® S Fix type 25 µl | 1 | 1 | 17.342 |  | 37.9607 | Catálogo web
BRAND | 704615 | Piston unit Transferpette® S Digital 5 -50 µl | 1 | 1 | 29.6322 |  | 53.1698 | Catálogo web
BRAND | 704616 | Piston unit Transferpette® S Digital 0,1 - 2,5 µl | 1 | 1 | 50.0656 |  | 78.4562 | Catálogo web
BRAND | 704617 | Spring seal Transferpette® S Digital 5 - 50 µl | 1 | 1 | 17.342 |  | 37.9607 | Catálogo web
BRAND | 704626 | Ejector spring Transferpette® S Digital 0,5 - 5 ml and 1 - 10 ml | 1 | 1 | 13.4966 |  | 33.202 | Catálogo web
BRAND | 704628 | Lower part of pipette shaft f.TFP S Dig. 1 - 10 ml | 1 | 1 | 17.4174 |  | 38.054 | Catálogo web
BRAND | 704652 | Filter for Transferpette 5000 µl, pack of 25 | 1 | 1 | 9.6512 |  | 28.4434 | Catálogo web
BRAND | 704653 | Filter for Transferpette 10000 µl, f.Transferpette S, pack of 25 | 1 | 1 | 16.1356 |  | 36.4678 | Catálogo web
BRAND | 704654 | Piston unit for Transferpette S Fix type 50/100 µl + Variable 10-100 µl | 1 | 1 | 29.6322 |  | 53.1698 | Catálogo web
BRAND | 704655 | Piston unit for Transferpette® S Fix type 200 µl + Variable 20-200 µl | 1 | 1 | 29.6322 |  | 53.1698 | Catálogo web
BRAND | 704656 | Piston unit for Transferpette® S Fix type 500/1000 µl + Var. 100-1000 µl | 1 | 1 | 50.0656 |  | 78.4562 | Catálogo web
BRAND | 704661 | Spring seal for Transferpette® S Fix type 50/100 µl + Variable 10-100 µl | 1 | 1 | 17.342 |  | 37.9607 | Catálogo web
BRAND | 704662 | Spring seal for Transferpette® S Fix type 200 + Variable 20-200 µl + Transferpette® electronic 10-200 µl | 1 | 1 | 17.342 |  | 37.9607 | Catálogo web
BRAND | 704663 | Spring seal for Transferpette® S Fix type 500/1000 + Var. 100-1000 µl + Transferpette® electronic 50-1000 µl | 1 | 1 | 17.342 |  | 37.9607 | Catálogo web
BRAND | 704664 | Spring seal for Transferpette® pro 30-300 µl, variable | 1 | 1 | 17.6436 |  | 38.334 | Catálogo web
BRAND | 704667 | Piston unit Transferpette® pro 0,1 - 2,5 µl, adjustable | 1 | 1 | 50.0656 |  | 78.4562 | Catálogo web
BRAND | 704668 | Piston unit for Transferpette® pro 30-300 µl, adjustable | 1 | 1 | 50.0656 |  | 78.4562 | Catálogo web
BRAND | 704669 | Piston unit Transferpette® pro, adjustable 250 - 2500 µl | 1 | 1 | 56.2484 |  | 86.1074 | Catálogo web
BRAND | 704689 | Lower part of pipette shaft Transferpette® pro, Variable 250 - 2500 µl | 1 | 1 | 17.4174 |  | 38.054 | Catálogo web
BRAND | 704705 | Lower part of ejector Transferpette® pro, adjustable 0,1 - 1 µl | 1 | 1 | 16.8142 |  | 37.3076 | Catálogo web
BRAND | 704706 | Lower part of ejector Transferpette® pro, adjustable 0,1 - 2,5 µl | 1 | 1 | 16.8142 |  | 37.3076 | Catálogo web
BRAND | 704707 | Lower part of ejector Transferpette® pro, adjustable 0,5 - 10 µl | 1 | 1 | 16.8142 |  | 37.3076 | Catálogo web
BRAND | 704710 | Lower part of ejector Transferpette® pro, adjustable 2 - 20 µl | 1 | 1 | 13.3458 |  | 33.0154 | Catálogo web
BRAND | 704711 | Lower part of ejector Transferpette® pro, adjustable 5 - 50 µl | 1 | 1 | 13.3458 |  | 33.0154 | Catálogo web
BRAND | 704712 | Lower part of ejector Transferpette® pro, adjustable 10 - 100 µl | 1 | 1 | 13.3458 |  | 33.0154 | Catálogo web
BRAND | 704713 | Lower part of ejector Transferpette® pro, adjustable 20 - 200 µl | 1 | 1 | 13.3458 |  | 33.0154 | Catálogo web
BRAND | 704714 | Lower part of ejector Transferpette® pro, adjustable 30 - 300 µl | 1 | 1 | 16.8142 |  | 37.3076 | Catálogo web
BRAND | 704715 | Lower part of ejector Transferpette® pro, adjustable 100 - 1000 µl | 1 | 1 | 16.8142 |  | 37.3076 | Catálogo web
BRAND | 704717 | Shaft w. ejector spring Transferpette® pro, adjustable 0,1 - 2,5 µl | 1 | 1 | 28.4258 |  | 51.6769 | Catálogo web
BRAND | 704718 | Shaft w. ejector spring TFP S Dig. 0,1 - 1 µl | 1 | 1 | 28.4258 |  | 51.6769 | Catálogo web
BRAND | 704719 | Shaft w. ejector spring TFP S Dig. 0,1 - 2,5 µl | 1 | 1 | 28.4258 |  | 51.6769 | Catálogo web
BRAND | 704721 | Shaft w. ejector spring TFP S Dig. 0,5 - 10 µl | 1 | 1 | 28.4258 |  | 51.6769 | Catálogo web
BRAND | 704722 | Shaft w. ejector spring TFP S Dig. 5 - 50 µl | 1 | 1 | 19.6794 |  | 40.8533 | Catálogo web
BRAND | 704723 | Shaft w. ejector spring TFP S Fix 20/25 µl | 1 | 1 | 19.6794 |  | 40.8533 | Catálogo web
BRAND | 704724 | Shaft w. ejector spring TFP S Fix 50/100 µl | 1 | 1 | 19.6794 |  | 40.8533 | Catálogo web
BRAND | 704725 | Shaft w. ejector spring TFP S Fix 200 µl | 1 | 1 | 19.6794 |  | 40.8533 | Catálogo web
BRAND | 704726 | Shaft w. ejector spring TFP S Fix 500/1000 µl | 1 | 1 | 28.4258 |  | 51.6769 | Catálogo web
BRAND | 704727 | Shaft w. ejector spring Transferpette® pro, adjustable 2,0- 20 µl, grey | 1 | 1 | 28.4258 |  | 51.6769 | Catálogo web
BRAND | 704730 | Lower part of ejector TFP S Digital 0,1 - 1 µl | 1 | 1 | 16.8142 |  | 37.3076 | Catálogo web
BRAND | 704731 | Lower part of ejector TFP S Digital 0,1 - 2,5 µl | 1 | 1 | 16.8142 |  | 37.3076 | Catálogo web
BRAND | 704732 | Lower part of ejector TFP S Digital 0,5 - 10 µl | 1 | 1 | 16.8142 |  | 37.3076 | Catálogo web
BRAND | 704733 | Lower part of ejector TFP S Digital 2 - 20 µl | 1 | 1 | 13.3458 |  | 33.0154 | Catálogo web
BRAND | 704734 | Lower part of ejector TFP S Digital 5 - 50 µl | 1 | 1 | 13.3458 |  | 33.0154 | Catálogo web
BRAND | 704735 | Lower part of ejector TFP S Digital 10 - 100 µl | 1 | 1 | 13.3458 |  | 33.0154 | Catálogo web
BRAND | 704736 | Lower part of ejector TFP S Digital 20 - 200 µl | 1 | 1 | 13.3458 |  | 33.0154 | Catálogo web
BRAND | 704737 | Lower part of ejector TFP S Digital 100 - 1000 µl | 1 | 1 | 16.8142 |  | 37.3076 | Catálogo web
BRAND | 704739 | Lower part of ejector TFP S Fix 10 µl | 1 | 1 | 16.8142 |  | 37.3076 | Catálogo web
BRAND | 704740 | Lower part of ejector TFP S Fix 20 µl | 1 | 1 | 13.3458 |  | 33.0154 | Catálogo web
BRAND | 704741 | Lower part of ejector TFP S Fix 25 µl | 1 | 1 | 13.3458 |  | 33.0154 | Catálogo web
BRAND | 704742 | Lower part of ejector TFP S Fix 50 µl | 1 | 1 | 13.3458 |  | 33.0154 | Catálogo web
BRAND | 704743 | Lower part of ejector TFP S Fix 100 µl | 1 | 1 | 13.3458 |  | 33.0154 | Catálogo web
BRAND | 704745 | Lower part of ejector TFP S Fix 200 µl | 1 | 1 | 13.3458 |  | 33.0154 | Catálogo web
BRAND | 704746 | Lower part of ejector TFP S Fix 500 µl | 1 | 1 | 13.3458 |  | 33.0154 | Catálogo web
BRAND | 704747 | Lower part of ejector TFP S Fix 1000 µl | 1 | 1 | 16.8142 |  | 37.3076 | Catálogo web
BRAND | 704748 | Pipetting key for Transferpette S incl. snap ring, 1-channel/multichannel | 1 | 1 | 7.163 |  | 25.3642 | Catálogo web
BRAND | 704750 | Label window Transferpette® S Pack of 1 | 1 | 1 | 6.032 |  | 23.9646 | Catálogo web
BRAND | 704751 | Blank labels Transferpette® S white, pack of 5 | 1 | 1 | 5.5042 |  | 23.3114 | Catálogo web
BRAND | 704752 | Label window Transferpette® pro Pack of 1 | 1 | 1 | 6.032 |  | 23.9646 | Catálogo web
BRAND | 704753 | Blank labels Transferpette® pro white, pack of 5 | 1 | 1 | 5.5042 |  | 23.3114 | Catálogo web
BRAND | 704755 | Ejector Transferpette® pro, adjustable 250 - 2500 µl, upper and lower part | 1 | 1 | 23.0724 |  | 45.0521 | Catálogo web
BRAND | 704756 | Ejector Transferpette® pro, adjustable 500 - 5000 µl, upper and lower part | 1 | 1 | 23.0724 |  | 45.0521 | Catálogo web
BRAND | 704757 | Ejector Transferpette® pro, adjustable 1000 - 10000 µl, upper and lower part | 1 | 1 | 23.0724 |  | 45.0521 | Catálogo web
BRAND | 704765 | Ejector Transferpette® S Fix 2 ml, upper and lower part | 1 | 1 | 7.4646 |  | 25.7374 | Catálogo web
BRAND | 704766 | Ejector Transferpette® S Fix 5 ml, upper and lower part | 1 | 1 | 23.0724 |  | 45.0521 | Catálogo web
BRAND | 704767 | Ejector Transferpette® S, adjustable 1.000 - 10.000 µl, upper and lower part | 1 | 1 | 23.0724 |  | 45.0521 | Catálogo web
BRAND | 704807 | Bench-top rack f.Transferpette® S+S-8/12 for 6 instruments | 1 | 1 | 91.988 |  | 130.3351 | Catálogo web
BRAND | 704811 | Shelf/rack mount Transferpette® S/S -8/12 for 1 instrument | 1 | 1 | 16.588 |  | 37.0277 | Catálogo web
BRAND | 704812 | Wall mount for Transferpette® S/S -8/12 for 1 instrument | 1 | 1 | 26.5408 |  | 49.3442 | Catálogo web
BRAND | 704881 | Shelf/rack mount Transferpette® pro/pro-8/12 for 1 instrument | 1 | 1 | 16.588 |  | 37.0277 | Catálogo web
BRAND | 704882 | Wall mount Transferpette® pro/pro-8/12 for 1 instrument | 1 | 1 | 26.5408 |  | 49.3442 | Catálogo web
BRAND | 705020 | Charging dock f.HandyStep electronic without AC adapter | 1 | 1 | 223.7872 |  | 293.4367 | Catálogo web
BRAND | 705025 | Battery pack for HandyStep® electronic NiMH | 1 | 1 | 64.3916 |  | 96.1846 | Catálogo web
BRAND | 705050 | AC adapter for HandyStep electronic Europe (continental) 230 V/50 Hz | 1 | 1 | 99.0756 |  | 139.1061 | Catálogo web
BRAND | 705051 | AC adapter for HandyStep electronic UK/Ireland 230 V/50 Hz | 1 | 1 | 99.0756 |  | 139.1061 | Catálogo web
BRAND | 705052 | AC adapter for HandyStep electronic USA/Japan 110 V/50-60 Hz | 1 | 1 | 99.0756 |  | 139.1061 | Catálogo web
BRAND | 705053 | AC adapter for HandyStep electronic Australia 240 V/50 Hz | 1 | 1 | 99.0756 |  | 139.1061 | Catálogo web
BRAND | 705110 | HandyStep S + shelf/rack mount DE-M | 1 | 1 | 333.268 |  | 428.9192 | Catálogo web
BRAND | 705129 | Wall mount for HandyStep® S for 1 instrument | 1 | 1 | 27.4456 |  | 50.4639 | Catálogo web
BRAND | 705130 | Shelf/rack mount for HandyStep S for 1 instrument | 1 | 1 | 16.7388 |  | 37.2143 | Catálogo web
BRAND | 705200 | HandyStep touch universal power adapter/universal holder UN 3481 LITHIUM Ion batteries in equip- ment, 9, (E) 29 g per battery 1 battery in each instrument | 1 | 1 | 1120.9907 |  | 1403.7259 | Catálogo web
BRAND | 705201 | Package HandyStep touch + charging stand Universal power adapter/universal holder UN 3481 LITHIUM Ion batteries in equip- ment, 9, (E) 29 g per battery 1 battery in each instrument | 1 | 1 | 1237.7664 |  | 1548.2359 | Catálogo web
BRAND | 705210 | HandyStep touch S universal power adapter/universal holder UN 3481 LITHIUM Ion batteries in equip- ment, 9, (E) 29 g per battery, 1 battery in each instrument | 1 | 1 | 1407.7746 |  | 1758.621 | Catálogo web
BRAND | 705211 | Pack.HandyStep touch S + charging stand universal power adapter/universal holder UN 3481 LITHIUM Ion batteries in equip- ment, 9, (E) 29 g per battery, 1 battery in each instrument | 1 | 1 | 1554.7103 |  | 1940.454 | Catálogo web
BRAND | 705220 | Charging stand f.HandyStep touch/touch S without universal AC adapter | 1 | 1 | 384.7662 |  | 492.6482 | Catálogo web
BRAND | 705225 | Battery for HandyStep touch/touch S Lithium ion battery | 1 | 1 | 72.0824 |  | 105.702 | Catálogo web
BRAND | 705230 | Holding stand f. HandyStep touch/touch S for 1 instrument | 1 | 1 | 131.6484 |  | 179.4149 | Catálogo web
BRAND | 705235 | Universal holder HandStep touch/touch S for 1 instrument | 1 | 1 | 31.0648 |  | 54.9427 | Catálogo web
BRAND | 705240 | USB cable, angled, for HandyStep touch 1 unit | 1 | 1 | 18.1714 |  | 38.9871 | Catálogo web
BRAND | 705250 | AC adapter universal HandyStep touch/S incl. country adapter and USB cable | 1 | 1 | 82.4122 |  | 118.4851 | Catálogo web
BRAND | 705299 | Transferpette el. AC adapter CE DE-M Europe (cont.) 230 V/50 Hz 0,5-10 µl | 1 | 1 | 557.0929 |  | 705.9025 | Catálogo web
BRAND | 705300 | Transferpette el. AC adapter CE DE-M Europe (cont.) 230 V/50 Hz, 2-20 µl | 1 | 1 | 557.0929 |  | 705.9025 | Catálogo web
BRAND | 705303 | Transferpette el. AC adapter CE DE-M Europe (cont.) 230 V/50 Hz 10-200 µl | 1 | 1 | 557.0929 |  | 705.9025 | Catálogo web
BRAND | 705306 | Transferpette el. AC adapter CE DE-M Europe (cont.) 230 V/50 Hz 50-1000 µl | 1 | 1 | 557.0929 |  | 705.9025 | Catálogo web
BRAND | 705307 | Transferpette el. AC adapter CE DE-M Europe (cont.)230 V/50 Hz, 250-5000 µl | 1 | 1 | 557.0929 |  | 705.9025 | Catálogo web
BRAND | 705309 | Transferpette el. AC adapter CE DE-M UK/Ireland 230 V/50 Hz, 0,5-10 µl | 1 | 1 | 557.0929 |  | 705.9025 | Catálogo web
BRAND | 705310 | Transferpette el. AC adapter CE DE-M UK/Ireland 230 V/50 Hz, 2-20 µl | 1 | 1 | 557.0929 |  | 705.9025 | Catálogo web
BRAND | 705313 | Transferpette el. AC adapter CE DE-M UK/Ireland 230 V/50 Hz, 10-200 µl | 1 | 1 | 557.0929 |  | 705.9025 | Catálogo web
BRAND | 705316 | Transferpette el. AC adapter CE DE-M UK/Ireland 230 V/50 Hz, 50-1000 µl | 1 | 1 | 557.0929 |  | 705.9025 | Catálogo web
BRAND | 705317 | Transferpette el. AC adapter CE DE-M UK/Ireland 230 V/50 Hz, 250-5000 µl | 1 | 1 | 557.0929 |  | 705.9025 | Catálogo web
BRAND | 705319 | Transferpette el. AC adapter CE DE-M USA/Japan 110 V/50-60 Hz, 0,5-10 µl | 1 | 1 | 557.0929 |  | 705.9025 | Catálogo web
BRAND | 705320 | Transferpette el. AC adapter CE DE-M USA/Japan 110 V/50-60 Hz, 2-20 µl | 1 | 1 | 557.0929 |  | 705.9025 | Catálogo web
BRAND | 705323 | Transferpette el. AC adapter CE DE-M USA/Japan 110 V/50-60 Hz, 10-200 µl | 1 | 1 | 557.0929 |  | 705.9025 | Catálogo web
BRAND | 705326 | Transferpette el. AC adapter CE DE-M USA/Japan 110 V/50-60 Hz, 50-1000 µl | 1 | 1 | 557.0929 |  | 705.9025 | Catálogo web
BRAND | 705327 | Transferpette el. AC adapter CE DE-M USA/Japan 110 V/50-60 Hz, 250-5000 µl | 1 | 1 | 557.0929 |  | 705.9025 | Catálogo web
BRAND | 705329 | Transferpette el. AC adapter CE DE-M Australia 240 V/50 Hz, 0,5-10 µl | 1 | 1 | 557.0929 |  | 705.9025 | Catálogo web
BRAND | 705333 | Transferpette el. AC adapter CE DE-M Australia 240 V/50 Hz, 10-200 µl | 1 | 1 | 557.0929 |  | 705.9025 | Catálogo web
BRAND | 705336 | Transferpette el. AC adapter CE DE-M Australia 240 V/50 Hz, 50-1000 µl | 1 | 1 | 557.0929 |  | 705.9025 | Catálogo web
BRAND | 705337 | Transferpette el. AC adapter CE DE-M Australia 240 V/50 Hz, 250-5000 µl | 1 | 1 | 557.0929 |  | 705.9025 | Catálogo web
BRAND | 705339 | Transferpette el. w/o AC adapter CE 0,5 - 10 µl, DE-M | 1 | 1 | 528.4597 |  | 670.4689 | Catálogo web
BRAND | 705340 | Transferpette el. w/o AC adapter CE 2-20 µl, DE-M | 1 | 1 | 528.4597 |  | 670.4689 | Catálogo web
BRAND | 705343 | Transferpette el. w/o AC adapter CE 10-200 µl, DE-M | 1 | 1 | 528.4597 |  | 670.4689 | Catálogo web
BRAND | 705346 | Transferpette el. w/o AC adapter CE 50-1000 µl, DE-M | 1 | 1 | 528.4597 |  | 670.4689 | Catálogo web
BRAND | 705347 | Transferpette el. w/o AC adapter CE 250-5000 µl, DE-M | 1 | 1 | 528.4597 |  | 670.4689 | Catálogo web
BRAND | 705350 | AC adapter for Transferpette electronic Europe (continent) 230 V/50 Hz | 1 | 1 | 53.9864 |  | 83.3082 | Catálogo web
BRAND | 705351 | AC adapter for Transferpette electronic UK/Ireland 230 V/50 Hz | 1 | 1 | 53.9864 |  | 83.3082 | Catálogo web
BRAND | 705352 | AC adapter for Transferpette electronic USA/Japan 110 V/50 - 60 Hz | 1 | 1 | 53.9864 |  | 83.3082 | Catálogo web
BRAND | 705353 | AC adapter for Transferpette electronic Australia 240 V/50 Hz | 1 | 1 | 53.9864 |  | 83.3082 | Catálogo web
BRAND | 705382 | Wall holder TFP el. single/multichannel for 1 instrument | 1 | 1 | 39.3588 |  | 65.2065 | Catálogo web
BRAND | 705383 | Shelf/rack mount TFP el. single/multich. for 1 instrument | 1 | 1 | 24.5804 |  | 46.9182 | Catálogo web
BRAND | 705384 | Single stand f. Transferpette electronic and Transferpette electronic -8/12 all sizes | 1 | 1 | 121.8464 |  | 167.2849 | Catálogo web
BRAND | 705385 | 1-Instrument stand Transferpette electr. all sizes, except 0,5-5 ml | 1 | 1 | 79.3962 |  | 114.7528 | Catálogo web
BRAND | 705386 | 1-Instrument stand for Transferpette® for 2 ml and 0,5-5 ml, all models | 1 | 1 | 79.3962 |  | 114.7528 | Catálogo web
BRAND | 705390 | 3-Instrument stand TFP el.PRI 230V/50Hz AC adapter Europe(continent) | 1 | 1 | 312.9854 |  | 403.8194 | Catálogo web
BRAND | 705391 | 3-Instrument stand TFP el.PRI 230V/50Hz AC adapter UK/Ireland | 1 | 1 | 312.9854 |  | 403.8194 | Catálogo web
BRAND | 705392 | 3-Instrument stand TFP el. PRI 110-240 V AC adapter USA/Japan | 1 | 1 | 312.9854 |  | 403.8194 | Catálogo web
BRAND | 705397 | Pack. Transferpette-8 electronic 50-1250 µl, DE-M, incl. single stand universal AC adapter 100-240 V/50-60 Hz | 1 | 1 | 1170.34 |  | 1464.7957 | Catálogo web
BRAND | 705398 | Transferpette-8 electronic DE-M 50-1250 µl, universal AC adapter 100-240 V/50-60 Hz | 1 | 1 | 1125.2696 |  | 1409.0211 | Catálogo web
BRAND | 705399 | Transferpette®-8 el. AC adapter DE-M Europe (continent) 230 V/50 Hz 0,5-10 µl | 1 | 1 | 1125.2696 |  | 1409.0211 | Catálogo web
BRAND | 705400 | Transferpette®-8 el. AC adapter DE-M Europe (continent) 230 V/50 Hz 1- 20 µl | 1 | 1 | 1125.2696 |  | 1409.0211 | Catálogo web
BRAND | 705403 | Transferpette®-8 el. AC adapter DE-M Europe (continent) 230 V/50 Hz 5-100 µl | 1 | 1 | 1125.2696 |  | 1409.0211 | Catálogo web
BRAND | 705404 | Transferpette®-8 el. AC adapter DE-M Europe (continent) 230 V/50 Hz 10-200 µl | 1 | 1 | 1125.2696 |  | 1409.0211 | Catálogo web
BRAND | 705406 | Transferpette-8 el. AC adapter DE-M Europe (continent) 230 V/50 Hz 15-300 µl | 1 | 1 | 1125.2696 |  | 1409.0211 | Catálogo web
BRAND | 705409 | Transferpette®-8 el. AC adapter DE-M UK/Ireland 230 V/50 Hz 0,5-10 µl | 1 | 1 | 1125.2696 |  | 1409.0211 | Catálogo web
BRAND | 705410 | Transferpette®-8 el. AC adapter DE-M UK/Ireland 230 V/50 Hz 1- 20 µl | 1 | 1 | 1125.2696 |  | 1409.0211 | Catálogo web
BRAND | 705413 | Transferpette®-8 el. AC adapter DE-M UK/Ireland 230 V/50 Hz 5-100 µl | 1 | 1 | 1125.2696 |  | 1409.0211 | Catálogo web
BRAND | 705414 | Transferpette®-8 el. AC adapter DE-M UK/Ireland 230 V/50 Hz 10-200 µl | 1 | 1 | 1125.2696 |  | 1409.0211 | Catálogo web
BRAND | 705416 | Transferpette-8 el. AC adapter DE-M UK/Ireland 230 V/50 Hz 15-300 µl | 1 | 1 | 1125.2696 |  | 1409.0211 | Catálogo web
BRAND | 705419 | Transferpette-8 el. AC adapter DE-M USA/Japan 110 V/50-60 Hz 0,5-10 µl | 1 | 1 | 1125.2696 |  | 1409.0211 | Catálogo web
BRAND | 705420 | Transferpette-8 el. AC adapter DE-M USA/Japan 110 V/50-60 Hz 1-20 µl | 1 | 1 | 1125.2696 |  | 1409.0211 | Catálogo web
BRAND | 705423 | Transferpette®-8 el. AC adapter DE-M USA/Japan 110 V/50-60 Hz 5-100 µl | 1 | 1 | 1125.2696 |  | 1409.0211 | Catálogo web
BRAND | 705424 | Transferpette®-8 el. AC adapter DE-M USA/Japan 110 V/50-60 Hz 10-200 µl | 1 | 1 | 1125.2696 |  | 1409.0211 | Catálogo web
BRAND | 705426 | Transferpette®-8 el. AC adapter DE-M USA/Japan 110 V/50-60 Hz 15-300 µl | 1 | 1 | 1125.2696 |  | 1409.0211 | Catálogo web
BRAND | 705433 | Transferpette®-8 el. AC adapter DE-M Australia 240 V/50 Hz 5-100 µl | 1 | 1 | 1125.2696 |  | 1409.0211 | Catálogo web
BRAND | 705434 | Transferpette®-8 el. AC adapter DE-M Australia 240 V/50 Hz 10-200 µl | 1 | 1 | 1125.2696 |  | 1409.0211 | Catálogo web
BRAND | 705436 | Transferpette®-8 el. AC adapter DE-M Australia 240 V/50 Hz 15-300 µl | 1 | 1 | 1125.2696 |  | 1409.0211 | Catálogo web
BRAND | 705447 | Pack. Transferpette-12 electronic 50-1250 µl, DE-M, incl. single stand universal AC adapter 100-240 V/50-60 Hz | 1 | 1 | 1336.597 |  | 1670.5387 | Catálogo web
BRAND | 705448 | Transferpette -12 electronic DE-M 50-1250 µl Universal AC adapter 100-240 V/50-60 Hz | 1 | 1 | 1300.2353 |  | 1625.5412 | Catálogo web
BRAND | 705449 | Transferpette®-12 el.AC adapter DE-M Europa (Kont.) 230 V/50 Hz 0,5-10 µl | 1 | 1 | 1300.2353 |  | 1625.5412 | Catálogo web
BRAND | 705450 | Transferpette®-12 el.AC adapter DE-M Europa (Kont.) 230 V/50 Hz 1-20 µl | 1 | 1 | 1300.2353 |  | 1625.5412 | Catálogo web
BRAND | 705453 | Transferpette-12 el. AC adapter DE-M Europa (cont.) 230 V/50 Hz 5-100 µl | 1 | 1 | 1300.2353 |  | 1625.5412 | Catálogo web
BRAND | 705454 | Transferpette®-12 el.AC adapter DE-M Europa (Kont.) 230 V/50 Hz 10-200 µl | 1 | 1 | 1300.2353 |  | 1625.5412 | Catálogo web
BRAND | 705456 | Transferpette 12 el. AC adapter DE-M Europa (Kont.) 230 V/50 Hz 15-300 µl | 1 | 1 | 1300.2353 |  | 1625.5412 | Catálogo web
BRAND | 705459 | Transferpette®-12 electr. AC adapter UK/Ireland 230 V/50 Hz 0,5-10 µl | 1 | 1 | 1300.2353 |  | 1625.5412 | Catálogo web
BRAND | 705460 | Transferpette 12 el. AC adapter DE-M UK/Ireland 230 V/50 Hz 1- 20 µl | 1 | 1 | 1300.2353 |  | 1625.5412 | Catálogo web
BRAND | 705463 | Transferpette 12 el. AC adapter DE-M UK/Ireland 230 V/50 Hz 5-100 µl | 1 | 1 | 1300.2353 |  | 1625.5412 | Catálogo web
BRAND | 705464 | Transferpette®-12 el.AC adapter DE-M UK/Ireland 230 V/50 Hz 10-200 µl | 1 | 1 | 1300.2353 |  | 1625.5412 | Catálogo web
BRAND | 705466 | Transferpette 12 el. AC adapter DE-M UK/Ireland 230 V/50 Hz 15-300 µl | 1 | 1 | 1300.2353 |  | 1625.5412 | Catálogo web
BRAND | 705469 | Transferpette 12 el. AC adapter DE-M USA/Japan 110 V/50-60 Hz 0,5-10 µl | 1 | 1 | 1300.2353 |  | 1625.5412 | Catálogo web
BRAND | 705470 | Transferpette 12 el. AC adapter DE-M USA/Japan 110 V/50-60 Hz 1- 20 µl | 1 | 1 | 1300.2353 |  | 1625.5412 | Catálogo web
BRAND | 705473 | Transferpette 12 el. AC adapter DE-M USA/Japan 110 V/50-60 Hz 5-100 µl | 1 | 1 | 1300.2353 |  | 1625.5412 | Catálogo web
BRAND | 705474 | Transferpette 12 el. AC adapter DE-M USA/Japan 110 V/50-60 Hz 10-200 µl | 1 | 1 | 1300.2353 |  | 1625.5412 | Catálogo web
BRAND | 705476 | Transferpette®-12 electr. AC adapter USA/Japan 110 V/50-60 Hz 15-300 µl | 1 | 1 | 1300.2353 |  | 1625.5412 | Catálogo web
BRAND | 705480 | Transferpette 12 el. AC adapter DE-M Australia 240 V/50 Hz 1- 20 µl | 1 | 1 | 1300.2353 |  | 1625.5412 | Catálogo web
BRAND | 705484 | Transferpette 12 el. AC adapter DE-M Australia 120 V/50-60 Hz 10-200 µl | 1 | 1 | 1300.2353 |  | 1625.5412 | Catálogo web
BRAND | 705500 | Battery for Transferpette® electronic Nickel-metal hydride battery | 1 | 1 | 31.8188 |  | 55.8758 | Catálogo web
BRAND | 705502 | Silicone grease for pistons TFP S/TFP electronic up to 1000 µl | 1 | 1 | 12.8934 |  | 32.4556 | Catálogo web
BRAND | 705508 | Upper part of ejector Transferpette S 1 µl, 2,5 µl, 10 µl, grey | 1 | 1 | 7.4646 |  | 25.7374 | Catálogo web
BRAND | 705509 | Upper part of ejector Transferpette S 20, 25, 50, 100, 200 µl, yellow | 1 | 1 | 7.4646 |  | 25.7374 | Catálogo web
BRAND | 705510 | Upper part of ejector TFP electr.+TFP S up to 1000 µl | 1 | 1 | 7.4646 |  | 25.7374 | Catálogo web
BRAND | 705511 | Upper part of ejector Transferpette S 500 µl, 1000 µl, blue | 1 | 1 | 7.4646 |  | 25.7374 | Catálogo web
BRAND | 705513 | Upper part of ejector Transferpette® pro grey | 1 | 1 | 7.4646 |  | 25.7374 | Catálogo web
BRAND | 705518 | Piston unit Transferpette® electronic 0,5-10 µl | 1 | 1 | 42.978 |  | 69.6853 | Catálogo web
BRAND | 705520 | Piston unit Transferpette® electronic 2 - 20 µl | 1 | 1 | 31.668 |  | 55.6891 | Catálogo web
BRAND | 705522 | Set Piston unit + sealing with spring Transferpette electronic 10-200 µl | 1 | 1 | 42.978 |  | 69.6853 | Catálogo web
BRAND | 705523 | Piston unit Transferpette® el. Variable 10 - 200 µl | 1 | 1 | 42.978 |  | 69.6853 | Catálogo web
BRAND | 705524 | Set Piston unit + sealing with spring Transferpette electronic 50-1000 µl | 1 | 1 | 52.1768 |  | 81.0688 | Catálogo web
BRAND | 705525 | Piston unit Transferpette el. Variable 50 - 1000 µl | 1 | 1 | 52.1768 |  | 81.0688 | Catálogo web
BRAND | 705526 | Piston unit Transferpette® electronic 250-5000 µl | 1 | 1 | 61.3002 |  | 92.359 | Catálogo web
BRAND | 705528 | Pipette shaft cpl. for TFP electronic 0,5-10 µl | 1 | 1 | 62.0542 |  | 93.2921 | Catálogo web
BRAND | 705529 | Pipette shaft cpl. for TFP electronic 2 - 20 µl | 1 | 1 | 60.7724 |  | 91.7058 | Catálogo web
BRAND | 705530 | Spring seal TFP® electronic 2 - 20 µl | 1 | 1 | 18.0206 |  | 38.8005 | Catálogo web
BRAND | 705537 | Shaft with ejector spring cpl.TFP electr. 10 - 200 µl | 1 | 1 | 20.2072 |  | 41.5064 | Catálogo web
BRAND | 705538 | Shaft with ejector spring TFP® electron. 0,5-10 µl | 1 | 1 | 30.4616 |  | 54.1962 | Catálogo web
BRAND | 705539 | Shaft with ejector spring TFP® electron. 2 - 20 µl | 1 | 1 | 20.2072 |  | 41.5064 | Catálogo web
BRAND | 705541 | Shaft with ejector spring cpl.TFP electr. 50 - 1000 µl | 1 | 1 | 20.2072 |  | 41.5064 | Catálogo web
BRAND | 705546 | Shaft for Transferpette® electronic 10 - 200 µl | 1 | 1 | 62.0542 |  | 93.2921 | Catálogo web
BRAND | 705547 | Shaft for Transferpette® electronic 50 - 1000 µl | 1 | 1 | 62.0542 |  | 93.2921 | Catálogo web
BRAND | 705548 | Lower part of ejector TFP® electronic 0,5-10 µl | 1 | 1 | 17.2666 |  | 37.8674 | Catálogo web
BRAND | 705549 | Pipette shaft cpl. for TFP electronic 250-5000 µl | 1 | 1 | 62.0542 |  | 93.2921 | Catálogo web
BRAND | 705550 | Lower part of ejector TFP® electronic 2 - 20 µl | 1 | 1 | 13.7228 |  | 33.482 | Catálogo web
BRAND | 705553 | Lower part of ejector Transferpette® el. 10 - 200 µl | 1 | 1 | 13.7228 |  | 33.482 | Catálogo web
BRAND | 705555 | Lower part of ejector TFP® electronic 50 - 1000 µl | 1 | 1 | 13.7228 |  | 33.482 | Catálogo web
BRAND | 705615 | Single schaft for Transferpette 10 - 100 µl, pack of 2 | 1 | 1 | 24.9574 |  | 47.3848 | Catálogo web
BRAND | 705616 | Single shaft for Transferpette 20 - 200 µl, pack of 2 | 1 | 1 | 29.4814 |  | 52.9832 | Catálogo web
BRAND | 705617 | Single shaft f.Transferpette/S/el. 8/12 30 - 300 µl, pack of 2 | 1 | 1 | 30.6124 |  | 54.3828 | Catálogo web
BRAND | 705618 | O-rings for Transferpettes® set of 24 | 1 | 1 | 37.5492 |  | 62.9671 | Catálogo web
BRAND | 705619 | O-rings for Transferpette -8/12 1250 µl, purple color code, set of 24 | 1 | 1 | 47.502 |  | 75.2837 | Catálogo web
BRAND | 705620 | Single shaft f. Transferpette S -8/12 5 - 50 µl, pack of 2 | 1 | 1 | 24.882 |  | 47.2915 | Catálogo web
BRAND | 705621 | Single shaft f. Transferpette S -8/12 10 - 100 µl, pack of 2 | 1 | 1 | 24.9574 |  | 47.3848 | Catálogo web
BRAND | 705622 | Single shaft f. Transferpette S -8/12 20 - 200 µl, pack of 2 | 1 | 1 | 29.4814 |  | 52.9832 | Catálogo web
BRAND | 705623 | Single shaft f. Transferpette S -8/12 30 - 300 µl, pack of 2 | 1 | 1 | 30.6124 |  | 54.3828 | Catálogo web
BRAND | 705631 | Nose cone f.Transferpette S 8/12 (up to model 2019) + electr. 8/12 10 - 100 µl, rounded shape pack of 2 | 1 | 1 | 24.9574 |  | 47.3848 | Catálogo web
BRAND | 705632 | Nose cone f.Transferpette S 8/12 (up to model 2019) + electr. 8/12 20 - 200 µl, rounded shape pack of 2 | 1 | 1 | 29.4814 |  | 52.9832 | Catálogo web
BRAND | 705633 | Nose cone f.Transferpette S 8/12 (up to model 2019) + electr. 8/12 30 - 300 µl, rounded shape pack of 2 | 1 | 1 | 30.6124 |  | 54.3828 | Catálogo web
BRAND | 705634 | Nose cone f.Transferpette S 8/12 5 - 50 µl (model 2020) rounded shape pack of 2 | 1 | 1 | 24.9574 |  | 47.3848 | Catálogo web
BRAND | 705635 | Nose cone f.Transferpette S 8/12 10 - 100 µl (model 2020) rounded shape pack of 2 | 1 | 1 | 24.9574 |  | 47.3848 | Catálogo web
BRAND | 705636 | Nose cone f.Transferpette S 8/12 20 - 200 µl (model 2020) rounded shape pack of 2 | 1 | 1 | 29.4814 |  | 52.9832 | Catálogo web
BRAND | 705638 | Nose cone f.Transferpette S 8/12 30 - 300 µl (model 2020) rounded shape pack of 2 | 1 | 1 | 30.6124 |  | 54.3828 | Catálogo web
BRAND | 705659 | Piston Transferpette® S-8/12 + -8/12 el. 0,5 - 10 µl | 1 | 1 | 20.358 |  | 41.693 | Catálogo web
BRAND | 705662 | Piston Transferpette® S-8/12 + -8/12 el. 10 - 100 µl | 1 | 1 | 30.4616 |  | 54.1962 | Catálogo web
BRAND | 705663 | Piston Transferpette® S-8/12 + -8/12 el. 20 - 200 µl | 1 | 1 | 39.8112 |  | 65.7664 | Catálogo web
BRAND | 705664 | Piston Transferpette® S-8/12 + -8/12 el. 30 - 300 µl | 1 | 1 | 41.7716 |  | 68.1924 | Catálogo web
BRAND | 705665 | Piston-shaft-unit Transferpette®-8/12 el 50 - 1250 µl | 1 | 1 | 62.6574 |  | 94.0385 | Catálogo web
BRAND | 705666 | Piston for Transferpett® S -8/12 5 - 50 µl, PPS | 1 | 1 | 20.5088 |  | 41.8796 | Catálogo web
BRAND | 705671 | Piston f. Transferpette -8/12 electronic 1 - 20 µl | 1 | 1 | 20.6596 |  | 42.0663 | Catálogo web
BRAND | 705675 | Piston-shaft-unit Transferpette® pro-8/12 50 - 1250 µl | 1 | 1 | 62.6574 |  | 94.0385 | Catálogo web
BRAND | 705677 | Shaft TFP S /TFP /TFP -8/12 electr. 0,5 - 10 µl, with two O-rings, pack of 2 | 1 | 1 | 24.9574 |  | 47.3848 | Catálogo web
BRAND | 705678 | Shaft for TFP S-8/12 + TFP -8/12 electr. 1 - 20 µl, with two O-rings, pack of 2 | 1 | 1 | 24.9574 |  | 47.3848 | Catálogo web
BRAND | 705700 | PD-tips II, bulk 0,1 ml, piston LCP, cylinder PP CERTIFIED LIFE SCIENCE QUALITY suited for all BRAND HandyStep® repetitive pipettes, EPPENDORF® Multipette R 4780 and similar systems | 100 | 100 | 102.412 |  | 143.2349 | Catálogo web
BRAND | 705702 | PD-tips II, bulk 0,5 ml, piston PE-HD, cylinder PP CERTIFIED LIFE SCIENCE QUALITY suited for all BRAND HandyStep® repetitive pipettes, EPPENDORF® Multipette R 4780 and similar systems | 100 | 100 | 91.6676 |  | 129.9386 | Catálogo web
BRAND | 705704 | PD-tips II, bulk 1 ml, piston PE-HD, cylinder PP CERTIFIED LIFE SCIENCE QUALITY suited for all BRAND HandyStep® repetitive pipettes, EPPENDORF® Multipette R 4780 and similar systems | 100 | 100 | 91.6676 |  | 129.9386 | Catálogo web
BRAND | 705706 | PD-tips II, bulk 1,25 ml, piston PE-HD, cylinder PP CERTIFIED LIFE SCIENCE QUALITY suited for all BRAND HandyStep® repetitive pipettes, EPPENDORF® Multipette R 4780 and similar systems | 100 | 100 | 91.6676 |  | 129.9386 | Catálogo web
BRAND | 705708 | PD-tips II, bulk 2,5 ml, piston PE-HD, cylinder PP CERTIFIED LIFE SCIENCE QUALITY suited for all BRAND HandyStep® repetitive pipettes, EPPENDORF® Multipette R 4780 and similar systems | 100 | 100 | 91.6676 |  | 129.9386 | Catálogo web
BRAND | 705710 | PD-tips II, bulk 5 ml, piston PE-HD, cylinder PP CERTIFIED LIFE SCIENCE QUALITY suited for all BRAND HandyStep® repetitive pipettes, EPPENDORF® Multipette R 4780 and similar systems | 100 | 100 | 91.6676 |  | 129.9386 | Catálogo web
BRAND | 705712 | PD-tips II, bulk 10 ml, piston PE-HD, cylinder PP CERTIFIED LIFE SCIENCE QUALITY suited for all BRAND HandyStep® repetitive pipettes, EPPENDORF® Multipette R 4780 and similar systems | 100 | 100 | 91.6676 |  | 129.9386 | Catálogo web
BRAND | 705714 | PD-tips II, bulk 12,5 ml, piston PE-HD, cylinder PP CERTIFIED LIFE SCIENCE QUALITY suited for all BRAND HandyStep® repetitive pipettes, EPPENDORF® Multipette R 4780 and similar systems | 100 | 100 | 91.6676 |  | 129.9386 | Catálogo web
BRAND | 705716 | PD-tips II, bulk 25 ml, piston PE-HD, cylinder PP CERTIFIED LIFE SCIENCE QUALITY suited for all BRAND HandyStep® repetitive pipettes, EPPENDORF® Multipette R 4780 and similar systems | 100 | 50 | 103.2037 |  | 144.2146 | Catálogo web
BRAND | 705718 | PD-tips II, bulk 50 ml, piston PE-HD, cylinder PP CERTIFIED LIFE SCIENCE QUALITY suited for all BRAND HandyStep® repetitive pipettes, EPPENDORF® Multipette R 4780 and similar systems | 100 | 25 | 111.4035 |  | 154.3618 | Catálogo web
BRAND | 705720 | PD-Tip II set bulk 20 p. each of 0,5/1/1,25/2,5/5/10/12,5 ml piston PE-HD, cylinder PP CERTIFIED LIFE SCIENCE QUALITY suitable for BRAND HandyStep® EPPENDORF® Multipette R 4780 and similar systems | 1 | 1 | 129.4995 |  | 176.7556 | Catálogo web
BRAND | 705730 | PD-Tips II single wrapped, sterile 0,1 ml, piston LCP, cylinder PP BIO-CERT® LIQUID HANDLING QUALITY suited for all BRAND HandyStep® repetitive pipettes, EPPENDORF® Multi- pette® 4780 and similar systems | 100 | 100 | 222.7505 |  | 292.1537 | Catálogo web
BRAND | 705732 | PD-Tips II single wrapped, sterile 0,5 ml, piston PE-HD, cylinder PP BIO-CERT® LIQUID HANDLING QUALITY suited for all BRAND HandyStep® repetitive pipettes, EPPENDORF® Multi- pette® 4780 and similar systems | 100 | 100 | 196.5678 |  | 259.7527 | Catálogo web
BRAND | 705734 | PD-Tips II single wrapped, sterile 1 ml, piston PE-HD, cylinder PP BIO-CERT® LIQUID HANDLING QUALITY suited for all BRAND HandyStep® repetitive pipettes, EPPENDORF® Multi- pette® 4780 and similar systems | 100 | 100 | 196.5678 |  | 259.7527 | Catálogo web
BRAND | 705736 | PD-Tips II single wrapped, sterile 1,25 ml, piston PE-HD, cylinder PP BIO-CERT® LIQUID HANDLING QUALITY suited for all BRAND HandyStep® repetitive pipettes, EPPENDORF® Multi- pette® 4780 and similar systems | 100 | 100 | 196.5678 |  | 259.7527 | Catálogo web
BRAND | 705738 | PD-Tips II single wrapped, sterile 2,5 ml, piston PE-HD, cylinder PP BIO-CERT® LIQUID HANDLING QUALITY suited for all BRAND HandyStep® repetitive pipettes, EPPENDORF® Multi- pette® 4780 and similar systems | 100 | 100 | 196.5678 |  | 259.7527 | Catálogo web
BRAND | 705740 | PD-Tips II single wrapped, sterile 5 ml, piston PE-HD, cylinder PP BIO-CERT® LIQUID HANDLING QUALITY suited for all BRAND HandyStep® repetitive pipettes, EPPENDORF® Multi- pette® 4780 and similar systems | 100 | 100 | 196.5678 |  | 259.7527 | Catálogo web
BRAND | 705742 | PD-Tips II single wrapped, sterile 10 ml, piston PE-HD, cylinder PP BIO-CERT® LIQUID HANDLING QUALITY suited for all BRAND HandyStep® repetitive pipettes, EPPENDORF® Multi- pette® 4780 and similar systems | 100 | 100 | 196.5678 |  | 259.7527 | Catálogo web
BRAND | 705744 | PD-Tips II single wrapped, sterile 12,5 ml, piston PE-HD, cylinder PP BIO-CERT® LIQUID HANDLING QUALITY suited for all BRAND HandyStep® repetitive pipettes, EPPENDORF® Multi- pette® 4780 and similar systems | 100 | 100 | 196.5678 |  | 259.7527 | Catálogo web
BRAND | 705746 | PD-Tips II single wrapped, sterile 25 ml, piston PE-HD, cylinder PP BIO-CERT® LIQUID HANDLING QUALITY suited for all BRAND HandyStep® repetitive pipettes, EPPENDORF® Multi- pette® 4780 and similar systems | 100 | 25 | 224.56 |  | 294.3931 | Catálogo web
BRAND | 705748 | PD-Tips II single wrapped, steriles 50 ml, piston PE-HD, cylinder PP BIO-CERT® LIQUID HANDLING QUALITY suited for all BRAND HandyStep® repetitive pipettes, EPPENDORF® Multi- pette® 4780 and similar systems | 100 | 25 | 232.0247 |  | 303.6305 | Catálogo web
BRAND | 705808 | Transferpette® S, Fix, DE-M 10 µl, for pipette tips 0,5 - 20 µl A% <= +/- 1,0, CV% <= 0,5 | 1 | 1 | 196.2851 |  | 259.4027 | Catálogo web
BRAND | 705816 | Transferpette® S, Fix, DE-M 20 µl, for pipette tips 2 - 200 µl A% <= +/- 0,8, CV% <= 0,4 | 1 | 1 | 196.2851 |  | 259.4027 | Catálogo web
BRAND | 705820 | Transferpette® S, Fix, DE-M 25 µl, f. pipette tips 2 - 200 µl A% <= +/- 0,8, CV% <= 0,4 | 1 | 1 | 196.2851 |  | 259.4027 | Catálogo web
BRAND | 705828 | Transferpette® S, Fix, DE-M 50 µl, f. pipette tips 2 - 200 µl A% <= +/- 0,8, CV% <= 0,4 | 1 | 1 | 196.2851 |  | 259.4027 | Catálogo web
BRAND | 705838 | Transferpette® S, Fix, DE-M 100 µl, f. pipette tips 2 - 200 µl A% <= +/- 0,6, CV% <= 0,2 | 1 | 1 | 196.2851 |  | 259.4027 | Catálogo web
BRAND | 705844 | Transferpette® S, Fix, DE-M 200 µl f.pipette tips 2 - 200 µl yellow A% <= +/- 0,6, CV% <= 0,2 | 1 | 1 | 196.2851 |  | 259.4027 | Catálogo web
BRAND | 705854 | Transferpette® S, Fix, DE-M 500 µl, for pipette tips 50-1000 µl A% <= +/- 0,6, CV% <= 0,2 | 1 | 1 | 196.2851 |  | 259.4027 | Catálogo web
BRAND | 705862 | Transferpette® S, Fix, DE-M 1000 µl, f. pipette tips 50-1000 µl A% <= +/- 0,6, CV% <= 0,2 | 1 | 1 | 196.2851 |  | 259.4027 | Catálogo web
BRAND | 705864 | Transferpette® S, Fix, DE-M 2000 µl, f. pipette tips 0,5-5 ml R% <= +/- 0,8, VK% <= 0,3 | 1 | 1 | 196.2851 |  | 259.4027 | Catálogo web
BRAND | 705868 | Transferpette® S, Variabel, DE-M 0,1- 1 µl f. tips 0,1- 20 µl A% <= +/- 2,0, CV% <= 1,2 | 1 | 1 | 309.0457 |  | 398.9441 | Catálogo web
BRAND | 705869 | Transferpette® S, Variabel, DE-M 0,1- 2,5 µl f. tips 0,5- 20 µl A% <= +/- 1,4, CV% <= 0,7 | 1 | 1 | 309.0457 |  | 398.9441 | Catálogo web
BRAND | 705870 | Transferpette® S, Variabel, DE-M 0,5- 10 µl f. tips 0,5- 20 µl A% <= +/- 1,0, CV% <= 0,5 | 1 | 1 | 309.0457 |  | 398.9441 | Catálogo web
BRAND | 705872 | Transferpette® S, Variabel, DE-M 2,0- 20 µl f. tips 2 - 200 µl A% <= +/- 0,8, CV% <= 0,4 | 1 | 1 | 309.0457 |  | 398.9441 | Catálogo web
BRAND | 705873 | Transferpette® S, Variabel, DE-M 5 - 50 µl f. tips 2 - 200 µl A% <= +/- 0,8, CV% <= 0,4 | 1 | 1 | 309.0457 |  | 398.9441 | Catálogo web
BRAND | 705874 | Transferpette S, Variabel, DE-M 10 - 100 µl f. tips 2- 200 µl A% <= +/- 0,6, CV% <= 0,2 | 1 | 1 | 309.0457 |  | 398.9441 | Catálogo web
BRAND | 705878 | Transferpette® S, Variabel, DE-M 20 - 200 µl f. tips 2 - 200 µl A% <= +/- 0,6, CV% <= 0,2 | 1 | 1 | 309.0457 |  | 398.9441 | Catálogo web
BRAND | 705880 | Transferpette S, Variabel, DE-M 100 -1000 µl for tips 50-1000 µl A% <= +/- 0,6, CV% <= 0,2 | 1 | 1 | 309.0457 |  | 398.9441 | Catálogo web
BRAND | 705882 | Transferpette S, Variabel, DE-M 500 - 5000 µl f. tips 0,5 - 5 ml E% <= +/- 0,6, CV% <= 0,2 | 1 | 1 | 309.0457 |  | 398.9441 | Catálogo web
BRAND | 705884 | Transferpette S, Variabel, DE-M 1000-10000 µl f. tips 1 - 10 ml A% <= +/- 0,6, CV% <= 0,2 | 1 | 1 | 309.0457 |  | 398.9441 | Catálogo web
BRAND | 705890 | Starter-kit Micro Transferpette S DE-M 3 pipettes 2,5, 10, 100 µl adjust.type 3 TipBox pipette tips 3 rack mounts | 1 | 1 | 880.3139 |  | 1105.8884 | Catálogo web
BRAND | 705891 | Starter-kit Midi Transferpette S DE-M 3 pipettes 20, 200, 1000 µl adjust.type 3 TipBox pipette tips 3 rack mounts | 1 | 1 | 880.3139 |  | 1105.8884 | Catálogo web
BRAND | 705892 | Starter-kit Macro Transferpette S DE-M 3 pipettes 1000,5000,10000 µl adjust.type 3 TipBox pipette tips 3 rack mounts | 1 | 1 | 880.3139 |  | 1105.8884 | Catálogo web
BRAND | 705893 | Starter-kit Standard Transferpette S DE-M 3 pipettes 10, 100, 1000 µl adjust.type 3 TipBox pipette tips 3 rack mounts | 1 | 1 | 880.3139 |  | 1105.8884 | Catálogo web
BRAND | 705896 | Pipette package 1: 5 x Transferpette S Variable type (0,1-2,5 µl/0,5-10 µl/2-20 µl/20-200 µl/100-1000 µl) 3 TipBox pipette ti | 1 | 1 | 1466.1718 |  | 1830.8877 | Catálogo web
BRAND | 705897 | Pipette package 2: 5 x Transferpette S Variable type (0,5-10 µl/10-100 µl/ 20-200 µl/100-1000 µl/0,5-5 ml) 4 TipBox pipette t | 1 | 1 | 1466.1718 |  | 1830.8877 | Catálogo web
BRAND | 705900 | Transferpette S-8 Variable DE-M 0,5 - 10 µl, with accessory multi-channel pipette, with 2 filled TipBoxes, 1 shelf/rack mount, 1 reagent reservoir and 1 set of sealing rings made of FKM | 1 | 1 | 921.2938 |  | 1156.601 | Catálogo web
BRAND | 705906 | Transferpette S-8 Variable DE-M 5 - 50 µl, with accessory multi-channel pipette, with 2 filled TipBoxes, 1 shelf/rack mount, 1 reagent reservoir and 1 set of sealing rings made of Silicone | 1 | 1 | 921.2938 |  | 1156.601 | Catálogo web
BRAND | 705908 | Transferpette S-8 Variable DE-M 10 -100 µl, with accessory multi-channel pipette, with 2 filled TipBoxes, 1 shelf/rack mount, 1 reagent reservoir and 1 set of sealing rings made of Silicone | 1 | 1 | 921.2938 |  | 1156.601 | Catálogo web
BRAND | 705910 | Transferpette S-8 Variable DE-M 20 -200 µl, with accessory multi-channel pipette, with 2 filled TipBoxes, 1 shelf/mount rack, 1 reagent reservoir and 1 set of sealing rings made of FKM | 1 | 1 | 921.2938 |  | 1156.601 | Catálogo web
BRAND | 705912 | Transferpette S-8 Variable DE-M 30 -300 µl, with accessory multi-channel pipette, with 2 filled TipBoxes, 1 shelf/rack mount, 1 reagent reservoir and 1 set of sealing rings made of Silicone | 1 | 1 | 921.2938 |  | 1156.601 | Catálogo web
BRAND | 705920 | Transferpette S-12 Digital DE-M 0,5 - 10 µl, with accessory multi-channel pipette, with 2 filled TipBoxes, 1 shelf/mount rack, 1 reagent reservoir and 1 set of sealing rings made of FKM | 1 | 1 | 1055.6943 |  | 1322.9216 | Catálogo web
BRAND | 705926 | Transferpette S-12 Digital DE-M 5 - 50 µl, with accessory multi-channel pipette, with 2 filled TipBoxes, 1 shelf/mount rack, 1 reagent reservoir and 1 set of sealing rings made of Silicone | 1 | 1 | 1055.6943 |  | 1322.9216 | Catálogo web
BRAND | 705928 | Transferpette S-12 Digital DE-M 10 -100 µl, with accessory multi-channel pipette, with 2 filled TipBoxes, 1 shelf/mount rack, 1 reagent reservoir and 1 set of sealing rings made of Silicone | 1 | 1 | 1055.6943 |  | 1322.9216 | Catálogo web
BRAND | 705930 | Transferpette S-12 Digital DE-M 20 -200 µl, with accessory multi-channel pipette, with 2 filled TipBoxes, 1 shelf/mount rack, 1 reagent reservoir and 1 set of sealing rings made of Silicone | 1 | 1 | 1055.6943 |  | 1322.9216 | Catálogo web
BRAND | 705932 | Transferpette S-12 Digital DE-M 30 -300 µl, with accessory multi-channel pipette, with 2 filled TipBoxes, 1 shelf/mount rack, 1 reagent reservoir and 1 set of sealing rings made of Silicone | 1 | 1 | 1055.6943 |  | 1322.9216 | Catálogo web
BRAND | 706011 | Screw cap with fastener, PP f. seripettor pro 2, 10 ml | 1 | 1 | 6.786 |  | 24.8977 | Catálogo web
BRAND | 706012 | Screw cap with fastener, PP f. seripettor pro 25 ml | 1 | 1 | 6.786 |  | 24.8977 | Catálogo web
BRAND | 706018 | Screw cap with fastener, PP, red f. Disp. S 1, 2, 5, 10 ml | 1 | 1 | 6.786 |  | 24.8977 | Catálogo web
BRAND | 706019 | Screw cap with fastener, PP, red f. Disp. S 25, 50, 100 ml | 1 | 1 | 6.786 |  | 24.8977 | Catálogo web
BRAND | 706025 | Screw cap with fastener, PP, yellow f. Disp. S Organic 1, 2, 5, 10 ml | 1 | 1 | 6.786 |  | 24.8977 | Catálogo web
BRAND | 706027 | Screw cap with fastener, PP, yellow f. Disp. S Organic 25, 50, 100 ml | 1 | 1 | 6.786 |  | 24.8977 | Catálogo web
BRAND | 706029 | Screw cap with fastener, ETFE f. Disp. S/S Organic 1, 2, 5, 10 ml | 1 | 1 | 30.4616 |  | 54.1962 | Catálogo web
BRAND | 706031 | Screw cap with fastener, PTFE f. Disp. S/S Organic 25, 50, 100 ml | 1 | 1 | 30.4616 |  | 54.1962 | Catálogo web
BRAND | 706033 | Piston mounting nut for Disp. S 1, 2, 5 10 ml | 1 | 1 | 13.0442 |  | 32.6422 | Catálogo web
BRAND | 706034 | Piston mounting nut Disp. S Dig. 25 and 50 ml | 1 | 1 | 13.0442 |  | 32.6422 | Catálogo web
BRAND | 706868 | Transferpette® S, adjustable, DE-M 0,1- 1 µl f. tips 0,1- 20 µl A% <= +/- 2,0, CV% <= 1,2 | 1 | 1 | 435.812 |  | 555.8174 | Catálogo web
BRAND | 706869 | Transferpette® pro, adjustable, DE-M 0,1- 2,5 µl f. tips 0,5- 20 µl A% <= +/- 1,4, CV% <= 0,7 | 1 | 1 | 435.812 |  | 555.8174 | Catálogo web
BRAND | 706870 | Transferpette® pro, adjustable, DE-M 0,5- 10 µl f. tips 0,5- 20 µl A% <= +/- 1,0, CV% <= 0,5 | 1 | 1 | 435.812 |  | 555.8174 | Catálogo web
BRAND | 706871 | Transferpette® pro, adjustable, DE-M 2,0- 20 µl f. tips 0,5 - 20 µl A% <= +/- 0,8, CV% <= 0,4 | 1 | 1 | 435.812 |  | 555.8174 | Catálogo web
BRAND | 706872 | Transferpette® pro, adjustable, DE-M 2,0- 20 µl f. tips 2 - 200 µl A% <= +/- 0,8, CV% <= 0,4 | 1 | 1 | 435.812 |  | 555.8174 | Catálogo web
BRAND | 706873 | Transferpette® pro, adjustable, DE-M 5 - 50 µl f. tips 2 - 200 µl A% <= +/- 0,8, CV% <= 0,3 | 1 | 1 | 435.812 |  | 555.8174 | Catálogo web
BRAND | 706874 | Transferpette® pro, adjustable, DE-M 10 - 100 µl f. tips 2- 200 µl A% <= +/- 0,6, CV% <= 0,2 | 1 | 1 | 435.812 |  | 555.8174 | Catálogo web
BRAND | 706878 | Transferpette® pro, adjustable, DE-M 20 - 200 µl f. tips 2 - 200 µl A% <= +/- 0,6, CV% <= 0,2 | 1 | 1 | 435.812 |  | 555.8174 | Catálogo web
BRAND | 706879 | Transferpette® pro, adjustable, DE-M 30 - 300 µl f. tips 5 - 300 µl A% <= +/- 0,6, CV% <= 0,2 | 1 | 1 | 435.812 |  | 555.8174 | Catálogo web
BRAND | 706880 | Transferpette® pro, adjustable, DE-M 100 -1000 µl for tips 50-1000 µl A% <= +/- 0,6, CV% <= 0,2 | 1 | 1 | 435.812 |  | 555.8174 | Catálogo web
BRAND | 706881 | Transferpette® pro, adjustable, DE-M 250 - 2500 µl f. tips 0,5 - 5 ml E% <= +/- 0,6, CV% <= 0,2 | 1 | 1 | 435.812 |  | 555.8174 | Catálogo web
BRAND | 706882 | Transferpette® pro, adjustable, DE-M 500 - 5000 µl f. tips 0,5 - 5 ml E% <= +/- 0,6, CV% <= 0,2 | 1 | 1 | 435.812 |  | 555.8174 | Catálogo web
BRAND | 706884 | Transferpette® pro, adjustable, DE-M 1000-10000 µl f. tips 1 - 10 ml A% <= +/- 0,6, CV% <= 0,2 | 1 | 1 | 435.812 |  | 555.8174 | Catálogo web
BRAND | 706890 | Starter-kit Micro Transferpette pro DE-M 3 pipettes 2,5, 10, 100 µl adjust.type 3 TipBox pipette tips 3 rack mounts | 1 | 1 | 1229.2462 |  | 1537.6922 | Catálogo web
BRAND | 706891 | Starter-kit Midi Transferpette pro DE-M 3 pipettes 20, 200, 1000 µl adjust.type 3 TipBox pipette tips 3 rack mounts | 1 | 1 | 1229.2462 |  | 1537.6922 | Catálogo web
BRAND | 706892 | Starter-kit Macro Transferpette pro DE-M 3 pipettes 1000,5000,10000 µl adjust.type 3 TipBox pipette tips 3 rack mounts | 1 | 1 | 1229.2462 |  | 1537.6922 | Catálogo web
BRAND | 706893 | Starter-kit Standard Transferpette pro DE-M 3 pipettes 10, 100, 1000 µl adjust.type 3 TipBox pipette tips 3 rack mounts | 1 | 1 | 1229.2462 |  | 1537.6922 | Catálogo web
BRAND | 706900 | Transferpette® pro -8, adjustable, DE-M 0,5 - 10 µl, with accessory multi-channel pipette, with 2 filled TipBoxes, 1 shelf/rack mount, 1 reagent reservoir and 1 set of sealing rings | 1 | 1 | 1089.53 |  | 1364.7934 | Catálogo web
BRAND | 706906 | Transferpette® pro -8, adjustable, DE-M 5 - 50 µl, with accessory multi-channel pipette, with 2 filled TipBoxes, 1 shelf/rack mount, 1 reagent reservoir and 1 set of sealing rings | 1 | 1 | 1089.53 |  | 1364.7934 | Catálogo web
BRAND | 706908 | Transferpette® pro -8, adjustable, DE-M 10 - 100 µl, with accessory multi-channel pipette, with 2 filled TipBoxes, 1 shelf/rack mount, 1 reagent reservoir and 1 set of sealing rings | 1 | 1 | 1089.53 |  | 1364.7934 | Catálogo web
BRAND | 706910 | Transferpette® pro -8, adjustable, DE-M 20 - 200 µl, with accessory multi-channel pipette, with 2 filled TipBoxes, 1 shelf/rack mount, 1 reagent reservoir and 1 set of sealing rings | 1 | 1 | 1089.53 |  | 1364.7934 | Catálogo web
BRAND | 706912 | Transferpette® pro -8, adjustable, DE-M 30 - 300 µl, with accessory multi-channel pipette, with 2 filled TipBoxes, 1 shelf/rack mount, 1 reagent reservoir and 1 set of sealing rings | 1 | 1 | 1089.53 |  | 1364.7934 | Catálogo web
BRAND | 706916 | Transferpette® pro -8, adjustable, DE-M 50 -1250 µl, with accessory multi-channel pipette, with 2 filled TipBoxes, 1 shelf/rack mount, 1 reagent reservoir and 1 set of sealing rings | 1 | 1 | 1089.53 |  | 1364.7934 | Catálogo web
BRAND | 706920 | Transferpette® pro -12, adjustable, DE-M 0,5 - 10 µl, with accessory multi-channel pipette, with 2 filled TipBoxes, 1 shelf/rack mount, 1 reagent reservoir and 1 set of sealing rings | 1 | 1 | 1217.71 |  | 1523.4161 | Catálogo web
BRAND | 706926 | Transferpette® pro -12, adjustable, DE-M 5 - 50 µl, with accessory multi-channel pipette, with 2 filled TipBoxes, 1 shelf/rack mount, 1 reagent reservoir and 1 set of sealing rings | 1 | 1 | 1217.71 |  | 1523.4161 | Catálogo web
BRAND | 706928 | Transferpette® pro -12, adjustable, DE-M 10 - 100 µl, with accessory multi-channel pipette, with 2 filled TipBoxes, 1 shelf/rack mount, 1 reagent reservoir and 1 set of sealing rings | 1 | 1 | 1217.71 |  | 1523.4161 | Catálogo web
BRAND | 706930 | Transferpette® pro -12, adjustable, DE-M 20 - 200 µl, with accessory multi-channel pipette, with 2 filled TipBoxes, 1 shelf/rack mount, 1 reagent reservoir and 1 set of sealing rings | 1 | 1 | 1217.71 |  | 1523.4161 | Catálogo web
BRAND | 706932 | Transferpette® pro -12, adjustable, DE-M 30 - 300 µl, with accessory multi-channel pipette, with 2 filled TipBoxes, 1 shelf/rack mount, 1 reagent reservoir and 1 set of sealing rings | 1 | 1 | 1217.71 |  | 1523.4161 | Catálogo web
BRAND | 706936 | Transferpette® pro -12, adjustable, DE-M 50 -1250 µl, with accessory multi-channel pipette, with 2 filled TipBoxes, 1 shelf/rack mount, 1 reagent reservoir and 1 set of sealing rings | 1 | 1 | 1217.71 |  | 1523.4161 | Catálogo web
BRAND | 707525 | Titrating tube w. screw cap f. Titrette® f. 10 ml, integr.discharge/recirc. valve | 1 | 1 | 83.3924 |  | 119.6981 | Catálogo web
BRAND | 707528 | Screw cap for Titrette with strap, pack of 1 | 1 | 1 | 7.4646 |  | 25.7374 | Catálogo web
BRAND | 707529 | Titrating tube w. screw cap f. Titrette® from series no. 01K w.integrat.discharge/recirculation valve | 1 | 1 | 83.3924 |  | 119.6981 | Catálogo web
BRAND | 707530 | Piston for Titrette for 25 ml | 1 | 1 | 65.221 |  | 97.211 | Catálogo web
BRAND | 707531 | Piston for Titrette for 10 ml | 1 | 1 | 65.221 |  | 97.211 | Catálogo web
BRAND | 707532 | Piston for Titrette for 50 ml | 1 | 1 | 65.221 |  | 97.211 | Catálogo web
BRAND | 707533 | Disp. cylinder w.valve block f. Titrette for 10 ml | 1 | 1 | 135.5692 |  | 184.2669 | Catálogo web
BRAND | 707535 | Disp. cylinder w.valve block f.Titrette® for 25 ml, from series no. 01K | 1 | 1 | 135.5692 |  | 184.2669 | Catálogo web
BRAND | 707537 | Disp. cylinder w.valve block f.Titrette® for 50 ml, from series no. 01K | 1 | 1 | 135.5692 |  | 184.2669 | Catálogo web
BRAND | 707539 | Adapter set interface RS 232 to USB for Titrette® | 1 | 1 | 284.7104 |  | 368.8291 | Catálogo web
BRAND | 707550 | Remote system Titrette® for bag in box packing systems for volumetric solutions ready to use | 1 | 1 | 169.9516 |  | 226.8151 | Catálogo web
BRAND | 707556 | Key On/Off for Titrette® "The ordered component is not included in our standard spare part list. An ex- change of this component will have an influence on operational safety/opera- ting mode and volume accuracy and there- fore only specially trained personnel should be authorized to exchange it. A final functioning control/calibration or, if necessary, readjustment is abso- lutely necessary! Anyone performing re- pairs does so at their own risk. For any repairs that are carried out by unauthorized personnel any and all warranties are null and void, and the manufacturer denies any claims or de- fects in any such instruments." | 1 | 1 | 4.2224 |  | 21.7252 | Catálogo web
BRAND | 707557 | Break Key for Titrette® "The ordered component is not included in our standard spare part list. An ex- change of this component will have an influence on operational safety/opera- ting mode and volume accuracy and there- fore only specially trained personel should be authorized to exchange it. A final functioning control/calibration or, if necessary, readjustment is abso- lutely necessary! Anyone performing re- pairs does so at their own risk. For any repairs that are carried out by unauthorized personnel any and all warranties are null and void, and the manufacturer denies any claims or de- fects in any such instruments." | 1 | 1 | 4.2224 |  | 21.7252 | Catálogo web
BRAND | 707558 | Housing clip for Titrette® 25 ml "The ordered component is not included in our standard spare part list. An ex- change of this component will have an influence on operational safety/opera- ting mode and volume accuracy and there- fore only specially trained personel should be authorized to exchange it. A final functioning control/calibration or, if necessary, readjustment is abso- lutely necessary! Anyone performing re- pairs does so at their own risk. For any repairs that are carried out by unauthorized personnel any and all warranties are null and void, and the manufacturer denies any claims or de- fects in any such instruments." | 1 | 1 | 10.556 |  | 29.5631 | Catálogo web
BRAND | 707559 | Housing clip for Titrette® 50 ml "The ordered component is not included in our standard spare part list. An ex- change of this component will have an influence on operational safety/opera- ting mode and volume accuracy and there- fore only specially trained personel should be authorized to exchange it. A final functioning control/calibration or, if necessary, readjustment is abso- lutely necessary! Anyone performing re- pairs does so at their own risk. For any repairs that are carried out by unauthorized personnel any and all warranties are null and void, and the manufacturer denies any claims or de- fects in any such instruments." | 1 | 1 | 10.556 |  | 29.5631 | Catálogo web
BRAND | 707560 | Hand wheel cpl. for Titrette® "The ordered component is not included in our standard spare part list. An ex- change of this component will have an influence on operational safety/opera- ting mode and volume accuracy and there- fore only specially trained personel should be authorized to exchange it. A final functioning control/calibration or, if necessary, readjustment is abso- lutely necessary! Anyone performing re- pairs does so at their own risk. For any repairs that are carried out by unauthorized personnel any and all warranties are null and void, and the manufacturer denies any claims or de- fects in any such instruments." | 1 | 1 | 11.4608 |  | 30.6827 | Catálogo web
BRAND | 707915 | Discharge tube, with integrated valve seripettor pro 2,10 ml, fine tip l. 90 mm | 1 | 1 | 52.4784 |  | 81.442 | Catálogo web
BRAND | 707916 | Discharge tube, with integrated valve f. seripettor® pro 2, 10 ml | 1 | 1 | 49.0854 |  | 77.2432 | Catálogo web
BRAND | 707918 | Discharge tube, with integrated valve f. seripettor® pro 25 ml | 1 | 1 | 63.5622 |  | 95.1582 | Catálogo web
BRAND | 707928 | Discharge tube f.seripettor pro w. LuerLock attachment f. micro filter | 1 | 1 | 107.5958 |  | 149.6498 | Catálogo web
BRAND | 707930 | Drying tube, PE-LD f. Dispensette/Titrette incl. PTFE sealing ring for the valve block | 1 | 1 | 45.8432 |  | 73.231 | Catálogo web
BRAND | 708002 | Discharge tube without recirc. valve f.Disp. S 1,2,5,10 ml l. 108 mm fine tip | 1 | 1 | 20.735 |  | 42.1596 | Catálogo web
BRAND | 708005 | Discharge tube without recirc. valve f.Disp. S 5,10 ml l. 108 mm Standard | 1 | 1 | 19.227 |  | 40.2934 | Catálogo web
BRAND | 708006 | Discharge tube without recirc. valve f.Disp. S 25,50,100 ml 135 mm fine tip | 1 | 1 | 25.1082 |  | 47.5714 | Catálogo web
BRAND | 708008 | Discharge tube without recirc. valve f.Disp. S 25,50,100 ml 135 mm Standard | 1 | 1 | 21.866 |  | 43.5592 | Catálogo web
BRAND | 708012 | Discharge tube, without recirculation f.S Organic 1,2,5,10 ml fine tip 108 mm | 1 | 1 | 20.735 |  | 42.1596 | Catálogo web
BRAND | 708014 | Discharge tube without recirc. valve f.Disp.S Org. 5,10 ml l. 108 mm Standard | 1 | 1 | 19.227 |  | 40.2934 | Catálogo web
BRAND | 708016 | Discharge tube without recirc. valve Disp.S Org. 25,50,100 ml 135 mm fine tip | 1 | 1 | 25.1082 |  | 47.5714 | Catálogo web
BRAND | 708019 | Discharge tube without recirc. valve f.S Organic 25,50,100 ml 135 mm Standard | 1 | 1 | 21.866 |  | 43.5592 | Catálogo web
BRAND | 708022 | Discharge tube, without recirculation f.Disp. S TA, 10 ml, standard, Pt/Ir | 1 | 1 | 21.2628 |  | 42.8127 | Catálogo web
BRAND | 708024 | Discharge tube, without recirculation f.Disp. S TA, 10 ml, standard, Tantal | 1 | 1 | 21.2628 |  | 42.8127 | Catálogo web
BRAND | 708035 | Disp. cartridge f.Disp. S Trace Analysis 10 ml, adjusted, with quality cert. incl. safety ring | 1 | 1 | 594.6798 |  | 752.4163 | Catálogo web
BRAND | 708102 | Discharge tube, with recirc. valve f. Disp.S 1,2,5,10 ml l.108 mm fine tip | 1 | 1 | 104.7306 |  | 146.1041 | Catálogo web
BRAND | 708104 | Discharge tube, with recirc. valve f. Disp.S 5, 10 ml l.105 mm standard | 1 | 1 | 103.298 |  | 144.3313 | Catálogo web
BRAND | 708106 | Discharge tube, with recirc. valve f. Disp.S 25,50,100 ml l.135 mm fine tip | 1 | 1 | 108.8022 |  | 151.1427 | Catálogo web
BRAND | 708109 | Discharge tube, with recirc. valve f. Disp.S 25,50,100 ml l.135 mm standard | 1 | 1 | 105.7862 |  | 147.4104 | Catálogo web
BRAND | 708112 | Discharge tube, with recirculation f.S Organic 1,2,5,10 ml fine tip 108 mm | 1 | 1 | 110.3102 |  | 153.0089 | Catálogo web
BRAND | 708114 | Discharge tube, with recirculation f.S Organic 5,10 ml 108 mm standard | 1 | 1 | 108.8776 |  | 151.236 | Catálogo web
BRAND | 708116 | Discharge tube, with recirculation f. S Org. 25, 50, 100 ml fine tip 135 mm | 1 | 1 | 114.3818 |  | 158.0475 | Catálogo web
BRAND | 708119 | Discharge tube, with recirculation S Organic 25,50,100 ml standard 135 mm | 1 | 1 | 111.3658 |  | 154.3152 | Catálogo web
BRAND | 708122 | Discharge tube, with recirculation valve f.Disp. S TA, 10 ml, standard, Pt/Ir | 1 | 1 | 128.8586 |  | 175.9625 | Catálogo web
BRAND | 708124 | Discharge tube, with recirculation valve f.Disp. S TA, 10 ml, standard, Tantal | 1 | 1 | 128.8586 |  | 175.9625 | Catálogo web
BRAND | 708132 | Flex.discharge tubing w. recirculation Disp.S/S Org./S Trace Analysis 2-10 ml PTFE, 80 cm * Do not use with HF! * | 1 | 1 | 134.966 |  | 183.5204 | Catálogo web
BRAND | 708134 | Flex. discharge tube with recirculation Disp. S/S Organic 25,50,100 ml coiled PTE * Do not use with HF! * | 1 | 1 | 144.4664 |  | 195.2772 | Catálogo web
BRAND | 708210 | Telesc.filling tube Disp./Titr./ser. pro f. 1, 2, 5, 10 ml FEP l. 70-140 mm individual adjustment of length, pack of 1 | 1 | 1 | 17.1158 |  | 37.6808 | Catálogo web
BRAND | 708212 | Telesc.filling tube Disp./Titr./ser.pro f. 1, 2, 5, 10 ml FEP l. 125-240 mm individual adjustment of length, pack of 1 | 1 | 1 | 24.2034 |  | 46.4517 | Catálogo web
BRAND | 708214 | Telesc.filling tube Disp./Titr./ser. pro f. 1, 2, 5, 10 ml FEP l. 195-350 mm individual adjustment of length, pack of 1 | 1 | 1 | 34.0808 |  | 58.675 | Catálogo web
BRAND | 708216 | Telesc.filling tube Disp./Titr./ser. pro f. 1, 2, 5, 10 ml FEP l. 250-480 mm individual adjustment of length, pack of 1 | 1 | 1 | 26.8424 |  | 49.7175 | Catálogo web
BRAND | 708218 | Telesc.filling tube Disp./Titr./ser. pro f. 25, 50, 100 ml, FEP l. 170-330 mm individual adjustment of length, pack of 1 | 1 | 1 | 33.93 |  | 58.4884 | Catálogo web
BRAND | 708220 | Telesc.filling tube Disp./Titr./ser. pro f. 25, 50 ml FEP l. 250-480 mm individual adjustment of length, pack of 1 | 1 | 1 | 35.6642 |  | 60.6344 | Catálogo web
BRAND | 708400 | EASYCAL™ 5 Demo Version 30 Days Licence | 1 | 1 | 0 |  | 16.5 | Catálogo web
BRAND | 708410 | EASYCAL™ 5 Stand Alone Licence incl. free updates | 1 | 1 | 2442.96 |  | 3039.663 | Catálogo web
BRAND | 708412 | EASYCAL™ 5 Client Licence incl. free updates | 1 | 1 | 814.32 |  | 1024.221 | Catálogo web
BRAND | 708414 | EASYCAL™ 5 Server Licence incl. free updates | 1 | 1 | 2940.6 |  | 3655.4925 | Catálogo web
BRAND | 708470 | Micro weigh. vessel f.pipettes 0,1-20 µl 1 vessel, incl. 10 filters, 3 lids | 1 | 1 | 59.1136 |  | 89.6531 | Catálogo web
BRAND | 708471 | Filter pack for micro weighing vessel 20 spare filters | 1 | 1 | 47.7282 |  | 75.5636 | Catálogo web
BRAND | 708472 | Set of lids for micro weighing vessel 3 spare lids | 1 | 1 | 45.4662 |  | 72.7644 | Catálogo web
BRAND | 732002 | Pipette tips, bulk, PP 0,1- 20 µl, colorless CERTIFIED LIFE SCIENCE QUALITY 2 bags of 1000 pcs. each | 1000 | 2000 | 29.3306 |  | 52.7966 | Catálogo web
BRAND | 732004 | Pipette tips, bulk, PP 0,5- 20 µl, colorless CERTIFIED LIFE SCIENCE QUALITY 2 bags of 1000 pcs. each | 1000 | 2000 | 27.3325 |  | 50.324 | Catálogo web
BRAND | 732006 | Pipette tips, bulk, PP 1 - 50 µl colorless CERTIFIED LIFE SCIENCE QUALITY 2 bags of 1000 pcs. each | 1000 | 2000 | 20.1318 |  | 41.4131 | Catálogo web
BRAND | 732008 | Pipette tips, bulk, PP 2 - 200 µl, yellow CERTIFIED LIFE SCIENCE QUALITY 1 bag of 1000 pcs. each | 1000 | 1000 | 18.1714 |  | 38.9871 | Catálogo web
BRAND | 732010 | Pipette tips, bulk, PP 5 - 300 µl, colorless CERTIFIED LIFE SCIENCE QUALITY 1 bag of 1000 pcs. each | 1000 | 1000 | 21.8283 |  | 43.5125 | Catálogo web
BRAND | 732012 | Pipette tips, bulk, PP 50 -1000 µl, blue CERTIFIED LIFE SCIENCE QUALITY 2 bags of 500 pcs. each | 1000 | 1000 | 20.5842 |  | 41.9729 | Catálogo web
BRAND | 732014 | Pipette tips, bulk, PP, colourless 50 -1250 µl, 86 mm, 1000 p. CERTIFIED LIFE SCIENCE QUALITY 2 bags of 500 pcs. each | 1000 | 1000 | 46.6349 |  | 74.2107 | Catálogo web
BRAND | 732016 | Pipette tips, bulk, PP, colourless 50 -1250 µl, XL, 102 mm, 1000 p. CERTIFIED LIFE SCIENCE QUALITY 2 bags of 500 pcs. each | 1000 | 1000 | 46.6349 |  | 74.2107 | Catálogo web
BRAND | 732022 | Pipette tips, bulk, PP 0,1- 20 µl, XXL, colorless CERTIFIED LIFE SCIENCE QUALITY 10 bags of 1000 pcs. each | 1000 | 10000 | 23.5248 |  | 45.6119 | Catálogo web
BRAND | 732024 | Pipette tips, bulk, PP 0,5- 20 µl, XXL, colorless CERTIFIED LIFE SCIENCE QUALITY 10 bags of 1000 pcs. each | 1000 | 10000 | 21.9414 |  | 43.6525 | Catálogo web
BRAND | 732026 | Pipette tips, bulk, PP 1 - 50 µl, XXL, colorless CERTIFIED LIFE SCIENCE QUALITY 10 bags of 1000 pcs. each | 1000 | 10000 | 16.0602 |  | 36.3745 | Catálogo web
BRAND | 732028 | Pipette tips, bulk, PP 2 - 200 µl, XXL, yellow CERTIFIED LIFE SCIENCE QUALITY 10 bags of 1000 pcs. each | 1000 | 10000 | 14.7784 |  | 34.7883 | Catálogo web
BRAND | 732030 | Pipette tips, bulk, PP 5 - 300 µl, XXL, colorless CERTIFIED LIFE SCIENCE QUALITY 10 bags of 1000 pcs. each | 1000 | 10000 | 19.604 |  | 40.7599 | Catálogo web
BRAND | 732032 | Pipette tips, bulk, PP 50 -1000 µl, XXL, blue CERTIFIED LIFE SCIENCE QUALITY 10 bags of 500 pcs. each | 1000 | 5000 | 16.5126 |  | 36.9343 | Catálogo web
BRAND | 732034 | Pipette tips, bulk, PP, colourless 50 -1250 µl, 86 mm, XXL, 3000 p. CERTIFIED LIFE SCIENCE QUALITY 6 bags of 500 pcs. each | 1000 | 3000 | 39.6604 |  | 65.5797 | Catálogo web
BRAND | 732036 | Pipette tips, bulk, PP, colourless 50 -1250 µl, XL, 102 mm, XXL, 3000 p. CERTIFIED LIFE SCIENCE QUALITY 6 bags of 500 pcs. each | 1000 | 3000 | 39.6604 |  | 65.5797 | Catálogo web
BRAND | 732102 | Pip.tips racked PP colorless TipRack 0,1 - 20 µl BIO-CERT® LIQUID HANDLING QUALITY 10 x 96 pcs. | 1 | 1 | 65.4283 |  | 97.4676 | Catálogo web
BRAND | 732104 | Pip.tips racked PP colorless TipRack 0,5 - 20 µl BIO-CERT® LIQUID HANDLING QUALITY 10 x 96 pcs. | 1 | 1 | 61.1494 |  | 92.1724 | Catálogo web
BRAND | 732106 | Pip.tips racked PP, colorless TipRack 1 - 50 µl BIO-CERT® LIQUID HANDLING QUALITY 10 x 96 pcs. | 1 | 1 | 61.1494 |  | 92.1724 | Catálogo web
BRAND | 732108 | Pip.tips racked PP colorless TipRack 2 - 200 µl BIO-CERT® LIQUID HANDLING QUALITY 10 x 96 pcs. | 1 | 1 | 56.5877 |  | 86.5273 | Catálogo web
BRAND | 732110 | Pip.tips racked PP colorless TipRack 5 - 300 µl BIO-CERT® LIQUID HANDLING QUALITY 10 x 96 pcs. | 1 | 1 | 56.5877 |  | 86.5273 | Catálogo web
BRAND | 732112 | Pip.tips racked PP colorless TipRack 50 - 1000 µl BIO-CERT® LIQUID HANDLING QUALITY 10 x 96 pcs. | 1 | 1 | 57.7375 |  | 87.9502 | Catálogo web
BRAND | 732114 | Pipette tips racked PP colourless TipRack 50 -1250 µl 86 mm 480 p. BIO-CERT® LIQUID HANDLING QUALITY 5 x 96 pieces | 1 | 1 | 105.2395 |  | 146.7339 | Catálogo web
BRAND | 732116 | Pipette tips racked PP colourless Tip-Rack 50 -1250 µl XL 102 mm 480 p. BIO-CERT® LIQUID HANDLING QUALITY 5 x 96 pieces | 1 | 1 | 105.2395 |  | 146.7339 | Catálogo web
BRAND | 732122 | Pip.tips racked PP colorless TipRack 0,1- 20 µl sterile VE=960 BIO-CERT® LIQUID HANDLING QUALITY 10 x 96 pcs. | 1 | 1 | 118.8304 |  | 163.5526 | Catálogo web
BRAND | 732124 | Pip.tips racked PP colorless TipRack 0,5- 20 µl sterile VE=960 BIO-CERT® LIQUID HANDLING QUALITY 10 x 96 pcs. | 1 | 1 | 110.6118 |  | 153.3821 | Catálogo web
BRAND | 732126 | Pip.tips racked PP colorless TipRack 1 - 50 µl sterile VE=960 BIO-CERT® LIQUID HANDLING QUALITY 10 x 96 pcs. | 1 | 1 | 110.6118 |  | 153.3821 | Catálogo web
BRAND | 732128 | Pip.tips racked PP, colorless TipRack 2 - 200 µl sterile VE=960 BIO-CERT® LIQUID HANDLING QUALITY VE = 10 x 96 Stück | 1 | 1 | 102.0351 |  | 142.7684 | Catálogo web
BRAND | 732130 | Pip.tips racked PP colorless TipRack 5 - 300 µl sterile VE=960 BIO-CERT® LIQUID HANDLING QUALITY 10 x 96 pcs. | 1 | 1 | 102.0351 |  | 142.7684 | Catálogo web
BRAND | 732132 | Pip.tips racked PP colorless TipRack 50 -1000 µl sterile VE=960 BIO-CERT® LIQUID HANDLING QUALITY 10 x 96 pcs. | 1 | 1 | 104.4667 |  | 145.7775 | Catálogo web
BRAND | 732134 | Pip.tips racked PP colorless steril TipRack 50 -1250 µl 86 mm 480 p. BIO-CERT® LIQUID HANDLING QUALITY 5 x 96 pieces | 1 | 1 | 129.4618 |  | 176.709 | Catálogo web
BRAND | 732136 | Pip.tips racked PP colorless steril Tip-Rack 50 -1250 µl XL 102 mm 480 p. BIO-CERT® LIQUID HANDLING QUALITY colourless, 5 x 96 pieces | 1 | 1 | 129.4618 |  | 176.709 | Catálogo web
BRAND | 732182 | Pip.tips racked PP colorless TipRack Eco 0,1 - 20 µl BIO-CERT® LIQUID HANDLING QUALITY 10 x 96 pcs. | 1 | 1 | 81.7713 |  | 117.692 | Catálogo web
BRAND | 732184 | Pip.tips racked PP colorless TipRack Eco 0,5 - 20 µl BIO-CERT® LIQUID HANDLING QUALITY 10 x 96 pcs. | 1 | 1 | 76.4556 |  | 111.1138 | Catálogo web
BRAND | 732186 | Pip.tips racked PP, colorless TipRack Eco 1 - 50 µl BIO-CERT® LIQUID HANDLING QUALITY 10 x 96 pcs. | 1 | 1 | 76.4556 |  | 111.1138 | Catálogo web
BRAND | 732188 | Pip.tips racked PP colorless TipRack Eco 2 - 200 µl BIO-CERT® LIQUID HANDLING QUALITY 10 x 96 pcs. | 1 | 1 | 70.7629 |  | 104.0691 | Catálogo web
BRAND | 732190 | Pip.tips racked PP colorless TipRack Eco 5 - 300 µl BIO-CERT® LIQUID HANDLING QUALITY 10 x 96 pcs. | 1 | 1 | 70.7629 |  | 104.0691 | Catálogo web
BRAND | 732192 | Pip.tips racked PP colorless TipRack Eco 50 - 1000 µl BIO-CERT® LIQUID HANDLING QUALITY 10 x 96 pcs. | 1 | 1 | 72.2332 |  | 105.8886 | Catálogo web
BRAND | 732202 | Pip.tips racked PP colorless TipBox 0,1- 20 µl, VE=480 BIO-CERT® LIQUID HANDLING QUALITY 5 x 96 pcs. | 1 | 1 | 57.0966 |  | 87.1571 | Catálogo web
BRAND | 732204 | Pip.tips racked PP colorless TipBox 0,5- 20 µl, VE=480 BIO-CERT® LIQUID HANDLING QUALITY 5 x 96 pcs. | 1 | 1 | 53.4586 |  | 82.655 | Catálogo web
BRAND | 732206 | Pip.tips racked PP, colorless TipBox 1- 50 µl, VE=480 BIO-CERT® LIQUID HANDLING QUALITY 5 x 96 pcs. | 1 | 1 | 53.4586 |  | 82.655 | Catálogo web
BRAND | 732208 | Pip.tips racked PP colorless TipBox 2 - 200 µl, VE=480 BIO-CERT® LIQUID HANDLING QUALITY 5 x 96 pcs. | 1 | 1 | 51.0081 |  | 79.6225 | Catálogo web
BRAND | 732210 | Pip.tips racked PP colorless TipBox 5 - 300 µl, VE=480 BIO-CERT® LIQUID HANDLING QUALITY 5 x 96 pcs. | 1 | 1 | 51.0081 |  | 79.6225 | Catálogo web
BRAND | 732212 | Pip.tips racked PP colorless TipBox 50 -1000 µl, VE=480 BIO-CERT® LIQUID HANDLING QUALITY 5 x 96 pcs. | 1 | 1 | 52.3653 |  | 81.3021 | Catálogo web
BRAND | 732214 | Pip.tips racked PP colourless Tip-Box 50 -1250 µl 86 mm 480 pcs. BIO-CERT® LIQUID HANDLING QUALITY 5 x 96 pieces | 1 | 1 | 131.7049 |  | 179.4849 | Catálogo web
BRAND | 732217 | Pip.tips racked PP colourless TipBox 50 -1250 µl XL 102 mm 480 pcs. BIO-CERT® LIQUID HANDLING QUALITY 5 x 96 pieces | 1 | 1 | 131.7049 |  | 179.4849 | Catálogo web
BRAND | 732222 | Pip.tips racked PP colorless TipBox 0,1- 20 µl, sterile VE=960 BIO-CERT® LIQUID HANDLING QUALITY 10 x 96 pcs. | 1 | 1 | 124.8436 |  | 170.9939 | Catálogo web
BRAND | 732224 | Pip.tips racked PP colorless TipBox 0,5- 20 µl, sterile VE=960 BIO-CERT® LIQUID HANDLING QUALITY 10 x 96 pcs. | 1 | 1 | 116.3234 |  | 160.4501 | Catálogo web
BRAND | 732226 | Pip.tips racked PP colorless TipBox 1 - 50 µl, sterile VE=960 BIO-CERT® LIQUID HANDLING QUALITY 10 x 96 pcs. | 1 | 1 | 116.3234 |  | 160.4501 | Catálogo web
BRAND | 732228 | Pip.tips racked PP colorless TipBox 2 - 200 µl, sterile VE=960 BIO-CERT® LIQUID HANDLING QUALITY 10 x 96 pcs. | 1 | 1 | 107.0868 |  | 149.02 | Catálogo web
BRAND | 732230 | Pipette tips racked PP colorless TipBox 5 - 300 µl, sterile VE=960 BIO-CERT® LIQUID HANDLING QUALITY 10 x 96 pcs. | 1 | 1 | 107.0868 |  | 149.02 | Catálogo web
BRAND | 732232 | Pip.tips racked PP colorless TipBox 50 -1000 µl sterile 960 p. BIO-CERT® LIQUID HANDLING QUALITY 10 x 96 pcs. | 1 | 1 | 119.7164 |  | 164.649 | Catálogo web
BRAND | 732234 | Pip.tips racked PP colorless sterile TipBox 50 -1250 µl 86 mm 480 p. BIO-CERT® LIQUID HANDLING QUALITY 5 x 96 pieces | 1 | 1 | 185.0316 |  | 245.4766 | Catálogo web
BRAND | 732236 | Pip.tips racked PP colorless sterile TipBox 50 -1250 µl XL 102 mm 480 p. BIO-CERT® LIQUID HANDLING QUALITY 5 x 96 pieces | 1 | 1 | 185.0316 |  | 245.4766 | Catálogo web
BRAND | 732244 | Pip.tips racked DNA-/RNase-free TipStack 0,5- 20 µl VE=960+2 boxes PP, colorless, endotoxin-free VE = 10 x 96 + 2 boxes | 1 | 1 | 68.3878 |  | 101.1299 | Catálogo web
BRAND | 732248 | Pip.tips racked DNA-/RNase-free TipStack 2 - 200 µl VE=960+2 boxes PP, colorless, endotoxin-free VE = 10 x 96 + 2 boxes | 1 | 1 | 64.3539 |  | 96.138 | Catálogo web
BRAND | 732252 | Pip.tips racked DNA-/RNase-free TipStack 50-1000 µl VE=960+2 boxes PP, colorless, endotoxin-free VE = 10 x 96 + 2 boxes | 1 | 1 | 65.9562 |  | 98.1207 | Catálogo web
BRAND | 732264 | Pip.tips racked DNA-/RNase-free TipStack 0,5-20 µl BIO-CERT 960+2 boxes PP, colorless non-sterile endotoxin-free VE = 10 x 96 + 2 boxes | 1 | 1 | 113.2508 |  | 156.6479 | Catálogo web
BRAND | 732268 | Pip.tips racked DNA-/RNase-free TipStack 2 -200 µl BIO-CERT 960+2 boxes PP, colorless sterile endotoxin-free VE = 10 x 96 + 2 boxes | 1 | 1 | 104.4667 |  | 145.7775 | Catálogo web
BRAND | 732272 | Pip.tips racked DNA-/RNase-free TipStack 50-1000 µl BIO-CERT 960+2 box. PP, colorless non-sterile endotoxin-free VE = 10 x 96 + 2 boxes | 1 | 1 | 111.3281 |  | 154.2685 | Catálogo web
BRAND | 732602 | Filter tips racked PP colorless TipRack 0,1 - 1 µl BIO-CERT® LIQUID HANDLING QUALITY 10 x 96 pcs. | 1 | 1 | 135.2299 |  | 183.847 | Catálogo web
BRAND | 732604 | Filter tips racked PP colorless TipRack 0,5 - 10 µl BIO-CERT® LIQUID HANDLING QUALITY 10 x 96 pcs. | 1 | 1 | 126.3139 |  | 172.8134 | Catálogo web
BRAND | 732606 | Filter tips rack PP colorless TipRack 1,0 - 20 µl BIO-CERT® LIQUID HANDLING QUALITY 10 x 96 pcs. | 1 | 1 | 126.3139 |  | 172.8134 | Catálogo web
BRAND | 732608 | Filter tips rack PP colorless TipRack 2 - 20 µl BIO-CERT® LIQUID HANDLING QUALITY 10 x 96 pcs. | 1 | 1 | 101.0737 |  | 141.5787 | Catálogo web
BRAND | 732610 | Filter tips rack PP colorless TipRack 5 - 100 µl BIO-CERT® LIQUID HANDLING QUALITY 10 x 96 pcs. | 1 | 1 | 111.5731 |  | 154.5718 | Catálogo web
BRAND | 732612 | Filter tips rack PP colorless TipRack 5 - 200 µl BIO-CERT® LIQUID HANDLING QUALITY 10 x 96 pcs. | 1 | 1 | 111.5731 |  | 154.5718 | Catálogo web
BRAND | 732614 | Filt. tips rack PP colorless TipRack 50 - 1000 µl BIO-CERT® LIQUID HANDLING QUALITY 10 x 96 pcs. | 1 | 1 | 138.4909 |  | 187.8826 | Catálogo web
BRAND | 732616 | Filter tips racked PP colourless TipRack 50 -1250 µl 86 mm 480 p. BIO-CERT® LIQUID HANDLING QUALITY 5 x 96 pieces | 1 | 1 | 180.0364 |  | 239.295 | Catálogo web
BRAND | 732618 | Filter tips racked PP colourless TipRack 50 -1250 µl XL 102 mm 480 p. BIO-CERT® LIQUID HANDLING QUALITY 5 x 96 pieces | 1 | 1 | 180.0364 |  | 239.295 | Catálogo web
BRAND | 732622 | Filt. tips rack PP colorless TipRack 0,1 - 1 µl sterile VE=960 BIO-CERT® LIQUID HANDLING QUALITY 10 x 96 pcs. | 1 | 1 | 149.9141 |  | 202.0186 | Catálogo web
BRAND | 732624 | Filter tips racked PP colorless TipRack 0,5 - 10 µl sterile VE=960 BIO-CERT® LIQUID HANDLING QUALITY 10 x 96 pcs. | 1 | 1 | 140.0367 |  | 189.7954 | Catálogo web
BRAND | 732626 | Filter tips racked PP colorless TipRack 1,0 - 20 µl sterile VE=960 BIO-CERT® LIQUID HANDLING QUALITY 10 x 96 pcs. | 1 | 1 | 140.0367 |  | 189.7954 | Catálogo web
BRAND | 732628 | Filter tips racked PP colorless TipRack 2 - 20 µl sterile VE=960 BIO-CERT® LIQUID HANDLING QUALITY 10 x 96 pcs. | 1 | 1 | 120.6777 |  | 165.8387 | Catálogo web
BRAND | 732630 | Filter tips racked PP colorless TipRack 5 - 100 µl sterile VE=960 BIO-CERT® LIQUID HANDLING QUALITY 10 x 96 pcs. | 1 | 1 | 123.9576 |  | 169.8975 | Catálogo web
BRAND | 732632 | Filter tips racked PP colorless TipRack 5 - 200 µl sterile VE=960 BIO-CERT® LIQUID HANDLING QUALITY 10 x 96 pcs. | 1 | 1 | 123.9576 |  | 169.8975 | Catálogo web
BRAND | 732634 | Filter tips racked PP colorless TipRack 50 - 1000 µl sterile VE=960 BIO-CERT® LIQUID HANDLING QUALITY 10 x 96 pcs. | 1 | 1 | 148.7453 |  | 200.5724 | Catálogo web
BRAND | 732636 | Filter tips racked PP colorless steril TipRack 50 -1250 µl 86 mm 480 p. BIO-CERT® LIQUID HANDLING QUALITY 5 x 96 pieces | 1 | 1 | 201.1861 |  | 265.4677 | Catálogo web
BRAND | 732638 | Filter tips racked PP colorless steril TipRack 50 -1250 µl XL 102 mm 480 p. BIO-CERT® LIQUID HANDLING QUALITY 5 x 96 pieces | 1 | 1 | 201.1861 |  | 265.4677 | Catálogo web
BRAND | 732682 | Filter tips racked PP colorless TipRack Eco 0,1 - 1 µl BIO-CERT® LIQUID HANDLING QUALITY 10 x 96 pcs. | 1 | 1 | 169.0091 |  | 225.6488 | Catálogo web
BRAND | 732684 | Filter tips racked PP colorless TipRack Eco 0,5 - 10 µl BIO-CERT® LIQUID HANDLING QUALITY 10 x 96 pcs. | 1 | 1 | 157.9253 |  | 211.9326 | Catálogo web
BRAND | 732686 | Filter tips rack PP colorless TipRack Eco 1,0 - 20 µl BIO-CERT® LIQUID HANDLING QUALITY 10 x 96 pcs. | 1 | 1 | 157.9253 |  | 211.9326 | Catálogo web
BRAND | 732688 | Filter tips rack PP colorless TipRack Eco 2 - 20 µl BIO-CERT® LIQUID HANDLING QUALITY 10 x 96 pcs. | 1 | 1 | 126.3893 |  | 172.9067 | Catálogo web
BRAND | 732690 | Filter tips rack PP colorless TipRack Eco 5 - 100 µl BIO-CERT® LIQUID HANDLING QUALITY 10 x 96 pcs. | 1 | 1 | 139.4523 |  | 189.0722 | Catálogo web
BRAND | 732692 | Filter tips rack PP colorless TipRack Eco 5 - 200 µl BIO-CERT® LIQUID HANDLING QUALITY 10 x 96 pcs. | 1 | 1 | 139.4523 |  | 189.0722 | Catálogo web
BRAND | 732694 | Filt. tips rack PP colorless TipRack Eco 50 - 1000 µl BIO-CERT® LIQUID HANDLING QUALITY 10 x 96 pcs. | 1 | 1 | 173.175 |  | 230.804 | Catálogo web
BRAND | 732702 | Filter tips rack PP, colorless TipBox 0,1 - 1 µl, VE=480 BIO-CERT® LIQUID HANDLING QUALITY 5 x 96 pcs. | 1 | 1 | 72.4783 |  | 106.1918 | Catálogo web
BRAND | 732704 | Filter tips rack PP colorless TipBox 0,5 - 10 µl, VE=480 BIO-CERT® LIQUID HANDLING QUALITY 5 x 96 pcs. | 1 | 1 | 67.8034 |  | 100.4068 | Catálogo web
BRAND | 732706 | Filter tips rack PP colorless TipBox 1,0 - 20 µl, VE=480 BIO-CERT® LIQUID HANDLING QUALITY 5 x 96 pcs. | 1 | 1 | 61.074 |  | 92.0791 | Catálogo web
BRAND | 732708 | Filter tips rack PP colorless TipBox 2 - 20 µl, VE=480 BIO-CERT® LIQUID HANDLING QUALITY 5 x 96 pcs. | 1 | 1 | 61.074 |  | 92.0791 | Catálogo web
BRAND | 732710 | Filter tips rack PP colorless TipBox 5 - 100 µl, VE=480 BIO-CERT® LIQUID HANDLING QUALITY 5 x 96 pcs. | 1 | 1 | 62.6197 |  | 93.9919 | Catálogo web
BRAND | 732712 | Filter tips rack PP colorless TipBox 5 - 200 µl, VE=480 BIO-CERT® LIQUID HANDLING QUALITY 5 x 96 pcs. | 1 | 1 | 62.6197 |  | 93.9919 | Catálogo web
BRAND | 732714 | Filter tips rack PP colorless TipBox 50 - 1000 µl, VE=480 BIO-CERT® LIQUID HANDLING QUALITY 5 x 96 pcs. | 1 | 1 | 69.2738 |  | 102.2263 | Catálogo web
BRAND | 732716 | Filter tips racked PP colourless TipBox 50 -1250 µl, 86 mm 480 pcs. BIO-CERT® LIQUID HANDLING QUALITY 5 x 96 pcs. | 1 | 1 | 205.088 |  | 270.2964 | Catálogo web
BRAND | 732718 | Filter tips racked PP colourless TipBox 50 -1250 µl XL 102 mm 480 p. BIO-CERT® LIQUID HANDLING QUALITY 5 x 96 pieces | 1 | 1 | 205.088 |  | 270.2964 | Catálogo web
BRAND | 732722 | Filter tips racked PP colorless TipBox 0,1 - 1 µl sterile VE=960 BIO-CERT® LIQUID HANDLING QUALITY 10 x 96 pcs. | 1 | 1 | 157.2844 |  | 211.1394 | Catálogo web
BRAND | 732724 | Filter tips racked PP colorless TipBox 0,5 - 10 µl sterile VE=960 BIO-CERT® LIQUID HANDLING QUALITY 10 x 96 pcs. | 1 | 1 | 147.03 |  | 198.4496 | Catálogo web
BRAND | 732726 | Filter tips racked PP colorless TipBox 1,0 - 20 µl sterile VE=960 BIO-CERT® LIQUID HANDLING QUALITY 10 x 96 pcs. | 1 | 1 | 147.03 |  | 198.4496 | Catálogo web
BRAND | 732728 | Filter tips racked PP colorless TipBox 2 - 20 µl sterile VE=960 BIO-CERT® LIQUID HANDLING QUALITY 10 x 96 pcs. | 1 | 1 | 126.8982 |  | 173.5365 | Catálogo web
BRAND | 732730 | Filter tips racked PP colorless TipBox 5 - 100 µl sterile VE=960 BIO-CERT® LIQUID HANDLING QUALITY 10 x 96 pcs. | 1 | 1 | 130.1027 |  | 177.5021 | Catálogo web
BRAND | 732732 | Filter tips racked PP colorless TipBox 5 - 200 µl sterile VE=960 BIO-CERT® LIQUID HANDLING QUALITY 10 x 96 pcs. | 1 | 1 | 130.1027 |  | 177.5021 | Catálogo web
BRAND | 732734 | Filter tips racked PP colorless TipBox 50 - 1000 µl sterile VE=960 BIO-CERT® LIQUID HANDLING QUALITY 10 x 96 pcs. | 1 | 1 | 153.5521 |  | 206.5207 | Catálogo web
BRAND | 732736 | Filter tips racked PP colorless steril TipBox 50 -1250 µl 86 mm 480 p. BIO-CERT® LIQUID HANDLING QUALITY 5 x 96 pieces | 1 | 1 | 231.4214 |  | 302.884 | Catálogo web
BRAND | 732738 | Filter tips racked PP colorless steril TipBox 50 -1250 µl XL 102 mm 480 p. BIO-CERT® LIQUID HANDLING QUALITY 5 x 96 pieces | 1 | 1 | 231.4214 |  | 302.884 | Catálogo web
BRAND | 732988 | Support frame for TipBox 50-1250 μl | 1 | 1 | 9.0292 |  | 27.6736 | Catálogo web
BRAND | 732990 | TipBox, empty, with carrier plate for pipette tips up to 50 µl CERTIFIED LIFE SCIENCE QUALITY | 1 | 1 | 6.0885 |  | 24.0346 | Catálogo web
BRAND | 732992 | TipBox, empty, with carrier plate for pipette tips up to 200 µl CERTIFIED LIFE SCIENCE QUALITY | 1 | 1 | 6.0885 |  | 24.0346 | Catálogo web
BRAND | 732994 | TipBox, empty, with carrier plate for pipette tips up to 300 µl CERTIFIED LIFE SCIENCE QUALITY | 1 | 1 | 7.1065 |  | 25.2942 | Catálogo web
BRAND | 732996 | TipBox, empty, with carrier plate for pipette tips up to 1000 µl CERTIFIED LIFE SCIENCE QUALITY | 1 | 1 | 7.1065 |  | 25.2942 | Catálogo web
BRAND | 732997 | TipBox, empty, with carrier plate for pipette tips 50-1250 μl CERTIFIED LIFE SCIENCE QUALITY | 1 | 1 | 11.5928 |  | 30.846 | Catálogo web
BRAND | 733146 | Robotic tips racked PP colorless Tip-Rack 1 - 50 µl, 960 BIO-CERT® LIQUID HANDLING QUALITY 10 x 96 pieces | 1 | 1 | 115.1735 |  | 159.0272 | Catálogo web
BRAND | 733166 | Robotic tips racked PP colorless Tip-Rack 1 - 50 µl sterile 960 BIO-CERT® LIQUID HANDLING QUALITY 10 x 96 pieces | 1 | 1 | 130.5551 |  | 178.0619 | Catálogo web
BRAND | 733646 | Robotic filter tips racked PP colorless Tip-Rack 1 - 20 µl, 960 pcs. BIO-CERT® LIQUID HANDLING QUALITY 10 x 96 pieces | 1 | 1 | 200.0928 |  | 264.1148 | Catálogo web
BRAND | 733666 | Robotic filter tips racked PP colorless Tip-Rack 1 - 20 µl sterile 960 BIO-CERT® LIQUID HANDLING QUALITY 10 x 96 pieces | 1 | 1 | 238.4148 |  | 311.5383 | Catálogo web
BRAND | 734148 | Robotic tips racked PP colorless Tip-Rack 10 - 200 µl, 960 BIO-CERT® LIQUID HANDLING QUALITY 10 x 96 pieces | 1 | 1 | 92.2896 |  | 130.7084 | Catálogo web
BRAND | 734150 | Robotic tips racked PP colorless Tip-Rack 10 - 300 µl, 960 BIO-CERT® LIQUID HANDLING QUALITY 10 x 96 pieces | 1 | 1 | 92.2896 |  | 130.7084 | Catálogo web
BRAND | 734152 | Robotic tips racked PP colorless Tip-Rack 40 - 1000 µl, 960 BIO-CERT® LIQUID HANDLING QUALITY 10 x 96 pieces | 1 | 1 | 92.2896 |  | 130.7084 | Catálogo web
BRAND | 734168 | Robotic tips racked PP colorless Tip-Rack 10 - 200 µl, steril VE=960 BIO-CERT® LIQUID HANDLING QUALITY VE = 10 x 96 Stück | 1 | 1 | 122.7889 |  | 168.4513 | Catálogo web
BRAND | 734170 | Robotic tips racked PP colorless Tip-Rack 10 - 300 µl sterile 960 BIO-CERT® LIQUID HANDLING QUALITY 10 x 96 pieces | 1 | 1 | 122.7889 |  | 168.4513 | Catálogo web
BRAND | 734172 | Robotic tips racked PP colorless Tip-Rack 40 - 1000 µl sterile 960 BIO-CERT® LIQUID HANDLING QUALITY 10 x 96 pieces | 1 | 1 | 122.7889 |  | 168.4513 | Catálogo web
BRAND | 734650 | Robotic filter tips racked PP colorless Tip-Rack 10 - 100 µl, 960 pcs. BIO-CERT® LIQUID HANDLING QUALITY 10 x 96 pieces | 1 | 1 | 200.0928 |  | 264.1148 | Catálogo web
BRAND | 734652 | Robotic filter tips racked PP colorless Tip-Rack 10 - 200 µl, 960 pcs. BIO-CERT® LIQUID HANDLING QUALITY 10 x 96 pieces | 1 | 1 | 200.0928 |  | 264.1148 | Catálogo web
BRAND | 734654 | Robotic filter tips racked PP colorless Tip-Rack 40 - 1000 µl, 960 pcs. BIO-CERT® LIQUID HANDLING QUALITY 10 x 96 pieces | 1 | 1 | 200.0928 |  | 264.1148 | Catálogo web
BRAND | 734670 | Robotic filter tips racked PP colorless Tip-Rack 10 - 100 µl sterile 960 BIO-CERT® LIQUID HANDLING QUALITY 10 x 96 pieces | 1 | 1 | 238.4148 |  | 311.5383 | Catálogo web
BRAND | 734672 | Robotic filter tips racked PP colorless Tip-Rack 10 - 200 µl, sterile 960 BIO-CERT® LIQUID HANDLING QUALITY 10 x 96 pieces | 1 | 1 | 238.4148 |  | 311.5383 | Catálogo web
BRAND | 734674 | Robotic filter tips racked PP colorless Tip-Rack 40 - 1000 µl sterile 960 BIO-CERT® LIQUID HANDLING QUALITY 10 x 96 pieces | 1 | 1 | 238.4148 |  | 311.5383 | Catálogo web
BRAND | 4600100 | Dispensette® S, Analog, DE-M 0,1 - 1 ml, without recirculation valve subdivision 0,02 ml | 1 | 1 | 457.2256 |  | 582.3167 | Catálogo web
BRAND | 4600101 | Dispensette® S, Analog, DE-M 0,1 - 1 ml, with recirculation valve subdivision 0,02 ml | 1 | 1 | 527.0837 |  | 668.7661 | Catálogo web
BRAND | 4600120 | Dispensette® S, Analog, DE-M 0,2 - 2 ml, without recirculation valve subdivision 0,05 ml | 1 | 1 | 457.2256 |  | 582.3167 | Catálogo web
BRAND | 4600121 | Dispensette® S, Analog, DE-M 0,2 - 2 ml, with recirculation valve subdivision 0,05 ml | 1 | 1 | 527.0837 |  | 668.7661 | Catálogo web
BRAND | 4600130 | Dispensette® S, Analog, DE-M 0,5 - 5 ml, without recirculation valve subdivision 0,1 ml | 1 | 1 | 457.2256 |  | 582.3167 | Catálogo web
BRAND | 4600131 | Dispensette® S, Analog, DE-M 0,5 - 5 ml, with recirculation valve subdivision 0,1 ml | 1 | 1 | 527.0837 |  | 668.7661 | Catálogo web
BRAND | 4600140 | Dispensette® S, Analog, DE-M 1 - 10 ml, without recirculation valve subdivision 0,2 ml | 1 | 1 | 457.2256 |  | 582.3167 | Catálogo web
BRAND | 4600141 | Dispensette® S, Analog, DE-M 1 - 10 ml, with recirculation valve subdivision 0,2 ml | 1 | 1 | 527.0837 |  | 668.7661 | Catálogo web
BRAND | 4600150 | Dispensette® S, Analog, DE-M 2,5 - 25 ml, without recirculation valve subdivision 0,5 ml | 1 | 1 | 597.8277 |  | 756.3118 | Catálogo web
BRAND | 4600151 | Dispensette® S, Analog, DE-M 2,5 - 25 ml, with recirculation valve subdivision 0,5 ml | 1 | 1 | 669.4766 |  | 844.9773 | Catálogo web
BRAND | 4600160 | Dispensette® S, Analog, DE-M 5 - 50 ml, without recirculation valve subdivision 1,0 ml | 1 | 1 | 657.1864 |  | 829.7682 | Catálogo web
BRAND | 4600161 | Dispensette® S, Analog, DE-M 5 - 50 ml, with recirculation valve subdivision 1,0 ml | 1 | 1 | 712.6808 |  | 898.4425 | Catálogo web
BRAND | 4600170 | Dispensette® S, Analog, DE-M 10 - 100 ml, without recirculation valve subdivision 1,0 ml | 1 | 1 | 884.7059 |  | 1111.3236 | Catálogo web
BRAND | 4600171 | Dispensette® S, Analog, DE-M 10 -100 ml, with recirculation valve subdivision 1,0 ml | 1 | 1 | 945.3275 |  | 1186.3428 | Catálogo web
BRAND | 4600210 | Dispensette® S, Fixed, DE-M 1 ml, without recirculation valve | 1 | 1 | 457.2256 |  | 582.3167 | Catálogo web
BRAND | 4600211 | Dispensette® S, Fixed, DE-M 1 ml, with recirculation valve | 1 | 1 | 527.0837 |  | 668.7661 | Catálogo web
BRAND | 4600220 | Dispensette® S, Fixed, DE-M 2 ml, without recirculation valve | 1 | 1 | 457.2256 |  | 582.3167 | Catálogo web
BRAND | 4600221 | Dispensette® S, Fixed, DE-M 2 ml, with recirculation valve | 1 | 1 | 527.0837 |  | 668.7661 | Catálogo web
BRAND | 4600230 | Dispensette® S, Fixed, DE-M 5 ml, without recirculation valve | 1 | 1 | 457.2256 |  | 582.3167 | Catálogo web
BRAND | 4600231 | Dispensette® S, Fixed, DE-M 5 ml, with recirculation valve | 1 | 1 | 527.0837 |  | 668.7661 | Catálogo web
BRAND | 4600240 | Dispensette® S, Fixed, DE-M 10 ml, without recirculation valve | 1 | 1 | 457.2256 |  | 582.3167 | Catálogo web
BRAND | 4600241 | Dispensette® S, Fixed, DE-M 10 ml, with recirculation valve | 1 | 1 | 527.0837 |  | 668.7661 | Catálogo web
BRAND | 4600290 | Dispensette® S, Fixed, DE-M vol. acc. your choice, w/o recirc. valve | 1 | 1 | 88.3688 |  | 125.8564 | Catálogo web
BRAND | 4600291 | Dispensette® S, Fixed, DE-M vol.acc. your choice, with recirc. valve | 1 | 1 | 88.3688 |  | 125.8564 | Catálogo web
BRAND | 4600310 | Dispensette® S, Digital, DE-M 0,1 - 1 ml, without recirculation valve subdivision 0,005 ml | 1 | 1 | 528.6105 |  | 670.6556 | Catálogo web
BRAND | 4600311 | Dispensette® S, Digital, DE-M 0,1 - 1 ml, with recirculation valve subdivision 0,005 ml | 1 | 1 | 594.7552 |  | 752.5096 | Catálogo web
BRAND | 4600320 | Dispensette® S, Digital, DE-M 0,2 - 2 ml, without recirculation valve subdivision 0,01 ml | 1 | 1 | 528.6105 |  | 670.6556 | Catálogo web
BRAND | 4600321 | Dispensette® S, Digital, DE-M 0,2 - 2 ml, with recirculation valve subdivision 0,01 ml | 1 | 1 | 594.7552 |  | 752.5096 | Catálogo web
BRAND | 4600330 | Dispensette® S, Digital, DE-M 0,5 - 5 ml, without recirculation valve subdivision 0,02 ml | 1 | 1 | 528.6105 |  | 670.6556 | Catálogo web
BRAND | 4600331 | Dispensette® S, Digital, DE-M 0,5 - 5 ml, with recirculation valve subdivision 0,02 ml | 1 | 1 | 594.7552 |  | 752.5096 | Catálogo web
BRAND | 4600340 | Dispensette® S, Digital, DE-M 1 - 10 ml, without recirculation valve subdivision 0,05ml | 1 | 1 | 528.6105 |  | 670.6556 | Catálogo web
BRAND | 4600341 | Dispensette® S, Digital, DE-M 1 - 10 ml, with recirculation valve subdivision 0,05 ml | 1 | 1 | 594.7552 |  | 752.5096 | Catálogo web
BRAND | 4600350 | Dispensette® S, Digital, DE-M 2,5 - 25 ml, without recirculation valve subdivision 0,1 ml | 1 | 1 | 672.568 |  | 848.8029 | Catálogo web
BRAND | 4600351 | Dispensette® S, Digital, DE-M 2,5 - 25 ml, with recirculation valve subdivision 0,1 ml | 1 | 1 | 738.6938 |  | 930.6336 | Catálogo web
BRAND | 4600360 | Dispensette® S, Digital, DE-M 5 - 50 ml, without recirculation valve subdivision 0,2 ml | 1 | 1 | 726.6487 |  | 915.7277 | Catálogo web
BRAND | 4600361 | Dispensette® S, Digital, DE-M 5 - 50 ml, with recirculation valve subdivision 0,2 ml | 1 | 1 | 791.0025 |  | 995.3657 | Catálogo web
BRAND | 4630130 | Dispensette® S Organic, Analog, DE-M 0,5 - 5 ml, without recirculation valve subdivision 0,1 ml | 1 | 1 | 457.2256 |  | 582.3167 | Catálogo web
BRAND | 4630131 | Dispensette® S Organic, Analog, DE-M 0,5 - 5 ml, with recirculation valve subdivision 0,1 ml | 1 | 1 | 527.0837 |  | 668.7661 | Catálogo web
BRAND | 4630140 | Dispensette® S Organic, Analog, DE-M 1 - 10 ml, without recirculation valve subdivision 0,2 ml | 1 | 1 | 457.2256 |  | 582.3167 | Catálogo web
BRAND | 4630141 | Dispensette® S Organic, Analog, DE-M 1 - 10 ml, with recirculation valve subdivision 0,2 ml | 1 | 1 | 527.0837 |  | 668.7661 | Catálogo web
BRAND | 4630150 | Dispensette® S Organic, Analog, DE-M 2,5 - 25 ml, without recirculation valve subdivision 0,5 ml | 1 | 1 | 597.8277 |  | 756.3118 | Catálogo web
BRAND | 4630151 | Dispensette® S Organic, Analog, DE-M 2,5 - 25 ml, with recirculation valve subdivision 0,5 ml | 1 | 1 | 669.4766 |  | 844.9773 | Catálogo web
BRAND | 4630160 | Dispensette® S Organic, Analog, DE-M 5 - 50 ml, without recirculation valve subdivision 1,0 ml | 1 | 1 | 657.1864 |  | 829.7682 | Catálogo web
BRAND | 4630161 | Dispensette® S Organic, Analog, DE-M 5 - 50 ml, with recirculation valve subdivision 1,0 ml | 1 | 1 | 712.6808 |  | 898.4425 | Catálogo web
BRAND | 4630170 | Dispensette® S Organic, Analog, DE-M 10 - 100 ml, without recirculation valve subdivision 1,0 ml | 1 | 1 | 884.7059 |  | 1111.3236 | Catálogo web
BRAND | 4630171 | Dispensette® S Organic, Analog, DE-M 10 - 100 ml, with recirculation valve subdivision 1,0 ml | 1 | 1 | 945.3275 |  | 1186.3428 | Catálogo web
BRAND | 4630230 | Dispensette® S Organic, Fixed, DE-M 5 ml, without recirculation valve | 1 | 1 | 457.2256 |  | 582.3167 | Catálogo web
BRAND | 4630231 | Dispensette® S Organic, Fixed, DE-M 5 ml, with recirculation valve | 1 | 1 | 527.0837 |  | 668.7661 | Catálogo web
BRAND | 4630240 | Dispensette® S Organic, Fixed, DE-M 10 ml, without recirculation valve | 1 | 1 | 457.2256 |  | 582.3167 | Catálogo web
BRAND | 4630241 | Dispensette® S Organic, Fixed, DE-M 10 ml, with recirculation valve | 1 | 1 | 527.0837 |  | 668.7661 | Catálogo web
BRAND | 4630290 | Dispensette® S Organic, Fixed, DE-M vol.acc.your choice, w/o recirc. valve | 1 | 1 | 88.3688 |  | 125.8564 | Catálogo web
BRAND | 4630291 | Dispensette® S Organic, Fixed, DE-M vol.acc. your choice, with recirc. valve | 1 | 1 | 88.3688 |  | 125.8564 | Catálogo web
BRAND | 4630330 | Dispensette® S Organic, Digital, DE-M 0,5 - 5 ml, without recirculation valve subdivision 0,02 ml | 1 | 1 | 528.6105 |  | 670.6556 | Catálogo web
BRAND | 4630331 | Dispensette® S Organic, Digital, DE-M 0,5 - 5 ml, with recirculation valve subdivision 0,02 ml | 1 | 1 | 594.7552 |  | 752.5096 | Catálogo web
BRAND | 4630340 | Dispensette® S Organic, Digital, DE-M 1 - 10 ml, without recirculation valve subdivision 0,05 ml | 1 | 1 | 528.6105 |  | 670.6556 | Catálogo web
BRAND | 4630341 | Dispensette® S Organic, Digital, DE-M 1 - 10 ml, with recirculation valve subdivision 0,05 ml | 1 | 1 | 594.7552 |  | 752.5096 | Catálogo web
BRAND | 4630350 | Dispensette® S Organic, Digital, DE-M 2,5 - 25 ml, without recirculation valve subdivision 0,1 ml | 1 | 1 | 672.568 |  | 848.8029 | Catálogo web
BRAND | 4630351 | Dispensette® S Organic, Digital, DE-M 2,5 - 25 ml, with recirculation valve subdivision 0,1 ml | 1 | 1 | 738.6938 |  | 930.6336 | Catálogo web
BRAND | 4630360 | Dispensette® S Organic, Digital, DE-M 5 - 50 ml, without recirculation valve subdivision 0,2 ml | 1 | 1 | 726.6487 |  | 915.7277 | Catálogo web
BRAND | 4630361 | Dispensette® S Organic, Digital, DE-M 5 - 50 ml, with recirculation valve subdivision 0,2 ml | 1 | 1 | 791.0025 |  | 995.3657 | Catálogo web
BRAND | 4640040 | Dispensette®S Trace Analysis Analog DE-M 1-10 ml, w/o recirc.valve, spring PT/IR For trace analysis. Also suitable for HF Subdivision 0,2 ml | 1 | 1 | 1063.385 |  | 1332.439 | Catálogo web
BRAND | 4640041 | Dispensette®S Trace Analysis Analog DE-M 1-10 ml with recirc. valve, spring PT/IR For trace analysis. Also suitable for HF subdivision 0,2 ml | 1 | 1 | 1132.9792 |  | 1418.5618 | Catálogo web
BRAND | 4640240 | Dispensette®S Trace Analysis Analog DE-M 1-10 ml, w/o rec. valve, spring Tantalum For trace analysis. Subdivision 0,2 ml | 1 | 1 | 1063.385 |  | 1332.439 | Catálogo web
BRAND | 4640241 | Dispensette®S Trace Analysis Analog DE-M 1-10 ml, with rec.valve, spring Tantalum For trace analysis. Subdivision 0,2 ml | 1 | 1 | 1132.9792 |  | 1418.5618 | Catálogo web
BRAND | 4720120 | seripettor® 0,2 - 2 ml, A% <= +/-1,2, CV% <= 0,2 subdivision 0,04 ml, for e.g. saline so- lutions, bases, buffers, vitamin solutions, culture media | 1 | 1 | 220.8466 |  | 289.7977 | Catálogo web
BRAND | 4720140 | seripettor® 1 -10 ml, A% <= +/-1,2, CV% <= 0,2 subdivision 0,2 ml, for e.g. saline so- lutions, bases, buffers, vitamin solutions, culture media | 1 | 1 | 220.8466 |  | 289.7977 | Catálogo web
BRAND | 4720150 | seripettor® 2,5-25 ml, A% <= +/-1,2, CV% <= 0,2 subdivision 0,5 ml, for e.g. saline solutions, bases, buffers, vitamin solutions, culture media | 1 | 1 | 261.1102 |  | 339.6239 | Catálogo web
BRAND | 4720420 | seripettor® pro 0,2 - 2 ml, A% <= +/-1,2, CV% <= 0,2 subdivision 0,04 ml, for e.g. many acids, bases, saline solutions and solvents | 1 | 1 | 395.0583 |  | 505.3846 | Catálogo web
BRAND | 4720440 | seripettor® pro 1 -10 ml, A% <= +/-1,2, CV% <= 0,2 subdivision 0,2 ml, for e.g. many acids, bases, saline solutions and solvents | 1 | 1 | 395.0583 |  | 505.3846 | Catálogo web
BRAND | 4720450 | seripettor® pro 2,5 - 25 ml, A% <= +/-1,2, CV% <= 0,2 subdivision 0,5 ml, for e.g. many acids, bases, saline solutions and solvents | 1 | 1 | 514.9066 |  | 653.6969 | Catálogo web
BRAND | 4723180 | QuickSip BT-Aspirator compl. inkl. 1 replace dispensing cartridge and 2 PP-adapters (GL 45/32 and GL 45/S40) | 1 | 1 | 259.5645 |  | 337.7111 | Catálogo web
BRAND | 4760141 | Titrette, DE-M, with accessories 10 ml with titration/recirculation valve max. resolution 0,001 ml, A% <= +/- 0,10 CV% <= 0,05 | 1 | 1 | 1230.528 |  | 1539.2784 | Catálogo web
BRAND | 4760151 | Titrette, DE-M, with accessories 25 ml with titration/recirculation valve max.resolution 0,001 ml, A% <= +/- 0,07, CV% <= 0,025 | 1 | 1 | 1230.528 |  | 1539.2784 | Catálogo web
BRAND | 4760161 | Titrette, DE-M, with accessories 50 ml with titration/recirculation valve max. resolution 0,002 ml, A% <= +/- 0,06, CV% <= 0,02 | 1 | 1 | 1230.528 |  | 1539.2784 | Catálogo web
BRAND | 4760241 | Titrette, DE-M, with accessories 10 ml, with interface RS 232 max. resolution 0,001 ml, A% <= +/- 0,10 CV% <= 0,05 | 1 | 1 | 1580.7233 |  | 1972.6451 | Catálogo web
BRAND | 4760251 | Titrette, DE-M, with accessories 25 ml, with interface RS 232 max. resolution 0,001 ml, A% <= +/- 0,07 CV% <= 0,025 | 1 | 1 | 1580.7233 |  | 1972.6451 | Catálogo web
BRAND | 4760261 | Titrette, DE-M, with accessories 50 ml, with interface RS 232 with titration/recirculation valve max. resolution 0,002 ml, A% <= +/- 0,06 CV% <= 0,02 | 1 | 1 | 1580.7233 |  | 1972.6451 | Catálogo web
BRAND | 4760451 | Titrette SH, DE-M, with accessories 25 ml (4° SH = 1 ml delivered volume) max. resolution 0,001 ml, A% <= +/- 0,07 CV% <= 0,025 | 1 | 1 | 1447.68 |  | 1808.004 | Catálogo web